## BOQ_Plumbing
No. | DESIGNATION OF WORKS | M E A S U R E M E N T S: |  |  |  | Quantity | AMOUNTS
|  | Eq. p. | Length | Wide. | H/Weight |  | unitary | TOTAL | ClDes | ClQT | Linha
1 | Inertial buffer tanks for chilled water, vertical execution in AISI 316 stainless steel, maximum operating conditions 6 bar and 99 °C, complete with thermal insulation with PVC or 10/10 aluminum jacket. Sizes (l: capacity): – l 3000 For dimensions and connections, refer to attached technical drawing TAV401
M E A S U R E M E N T S:
| TECHNICAL VOLUME | 2 |  |  |  | 2
3'
| TOTAL pcs |  |  |  |  | 2
2 | Safety valves for water, in stainless steel, certified and factory-set – PN10 Overpressure 10%, closing differential 20%. Temperature range: 5÷110 °C Standard set pressures: 2.25 – 2.5 – 2.7 – 3 – 3.5 – 4 – 4.5 – 5 – 5.4 – 6 bar Sizes (DN: nominal diameter):
M E A S U R E M E N T S:
| FOR BUFFER TANKS_3/4" diameter, set pressure 5 bar | 2 |  |  |  | 2
3'
| TOTAL pcsauno |  |  |  |  | 2
3 | Automatic air vent in brass for heating systems. Body and cover in brass, stainless steel float. Maximum operating pressure: 16 bar Maximum discharge pressure: 6 bar Operating temperature range: -20÷120 °C Size (DN: nominal diameter) – DN20
M E A S U R E M E N T S:
| FOR TECHNICAL VOLUME | 2 |  |  |  | 2
| FOR LINES | 4 |  |  |  | 4
| FOR USERS | 4 |  |  |  | 4
3'
| TOTAL pcs |  |  |  |  | 10
4 | Filling unit, complete with: shut-off valve, filter, non-return valve, pressure gauge. Adjustment range: 0.3÷4 bar Maximum inlet pressure: 16 bar Maximum operating temperature: 70 °C Size (DN: nominal diameter): – DN15
M E A S U R E M E N T S:
| WATER–GLYCOL CIRCUIT | 1 |  |  |  | 1
3'
| TOTAL pcs |  |  |  |  | 1
5 | Membrane expansion vessels, compliant with PED Directive 2014/68/EU, maximum operating conditions 90 °C and 6 bar (4 bar up to 50 l). Sizes (l: capacity): – 105 l
M E A S U R E M E N T S:
| ON MAIN CIRCUIT | 2 |  |  |  | 2
3'
| TOTAL pcs |  |  |  |  | 2
6 | Membrane expansion vessels, compliant with PED Directive 2014/68/EU, maximum operating conditions 90 °C and 6 bar (4 bar up to 50 l). Sizes (l: capacity): – 50 l
M E A S U R E M E N T S:
| ON SUPPLY HEADER | 2 |  |  |  | 2
3'
| TOTAL pcs |  |  |  |  | 2
7 | In-line single pumps PN16 with motor supply 400 V – 3PH – 50 Hz – 2 poles Sizes (m³/h: flow rate – kPa: head / performance at maximum speed): – over 40 up to 80 m³/h – over 100 up to 250 kPa Type GRUNDFOS TP Series
M E A S U R E M E N T S:
| FOR CONSTRUCTION OF BOOSTER GROUP CONSISTING OF 3 MASTER PUMPS AND 1 STANDBY (on floor_not installed): 50 m³/h each, H: minimum 220 kPa | 4 |  |  |  | 4
3'
| TOTAL pcs |  |  |  |  | 4
8 | Butterfly valves in cast iron, wafer LUG type – PN16. Body in spheroidal cast iron for DN25÷200, above in cast iron. Stainless steel stem, stainless steel disc, aluminum lever. EPDM seals. Sizes (DN: nominal diameter): – DN200
M E A S U R E M E N T S:
| MAIN SHUTOFFS | 6 |  |  |  | 6
3'
| TOTAL pcs |  |  |  |  | 6
9 | Butterfly valves in cast iron, wafer LUG type – PN16. Body in spheroidal cast iron for DN25÷200, above in cast iron. Stainless steel stem, stainless steel disc, aluminum lever. EPDM seals. Sizes (DN: nominal diameter): – DN150
M E A S U R E M E N T S:
| REBOOST PUMPS SHUTOFFS_GP2 | 6 |  |  |  | 6
| BY PASS | 1 |  |  |  | 1
3'
| TOTAL pcs |  |  |  |  | 7
10 | Butterfly valves in cast iron, wafer LUG type – PN16. Body in spheroidal cast iron for DN25÷200, above in cast iron. Stainless steel stem, stainless steel disc, aluminum lever. EPDM seals. Sizes (DN: nominal diameter): – DN125
M E A S U R E M E N T S:
| GF SHUTOFF | 3 |  |  |  | 3
| GF2 SHUTOFF | 3 |  |  |  | 3
| GLYCOL–WATER HEAT EXCHANGER SHUTOFF | 4 |  |  |  | 4
3'
| TOTAL pcs |  |  |  |  | 10
11 | Butterfly valves in cast iron, wafer LUG type – PN16. Body in spheroidal cast iron for DN25÷200, above in cast iron. Stainless steel stem, stainless steel disc, aluminum lever. EPDM seals. Sizes (DN: nominal diameter): – DN100
M E A S U R E M E N T S:
| DERIVATION SHUTOFFS | 10 |  |  |  | 10
| SECONDARY GLYCOL–WATER HEAT EXCHANGER SHUTOFF | 2 |  |  |  | 2
3'
| TOTAL pcs |  |  |  |  | 12
12 | Butterfly valves in cast iron, wafer LUG type – PN16. Body in spheroidal cast iron for DN25÷200, above in cast iron. Stainless steel stem, stainless steel disc, aluminum lever. EPDM seals. Sizes (DN: nominal diameter): – DN80
M E A S U R E M E N T S:
| END OF GLYCOL NETWORK LINE | 2 |  |  |  | 2
3'
| TOTAL pcs |  |  |  |  | 2
13 | Butterfly valves in cast iron, wafer LUG type – PN16. Body in spheroidal cast iron for DN25÷200, above in cast iron. Stainless steel stem, stainless steel disc, aluminum lever. EPDM seals. Sizes (DN: nominal diameter): – DN50
M E A S U R E M E N T S:
| USER SHUTOFFS | 8 |  |  |  | 8
3'
| TOTAL pcs |  |  |  |  | 8
14 | Full-bore brass ball valves – PN25. Threaded gas-type F/F connections. Brass body, brass stem, brass ball, aluminum lever handle. Sizes (DN: nominal diameter): – DN50
M E A S U R E M E N T S:
| DERIVATION SHUTOFFS | 4 |  |  |  | 4
| TANK DRAINAGE | 2 |  |  |  | 2
3'
| TOTAL pcs |  |  |  |  | 6
15 | Wafer type steel check valves – PN10/40. Galvanized steel body, stainless steel sealing seats, stainless steel disc, stainless steel spring. Sizes (DN: nominal diameter): – DN50
M E A S U R E M E N T S:
| USER DERIVATION | 2 |  |  |  | 2
3'
| TOTAL pcs |  |  |  |  | 2
16 | Wafer type steel check valves – PN10/40. Galvanized steel body, stainless steel sealing seats, stainless steel disc, stainless steel spring. Sizes (DN: nominal diameter): – DN65
M E A S U R E M E N T S:
| ON PUMPS GP2 | 3 |  |  |  | 3
3'
| TOTAL pcs |  |  |  |  | 3
17 | Wafer type steel check valves – PN10/40. Galvanized steel body, stainless steel sealing seats, stainless steel disc, stainless steel spring. Sizes (DN: nominal diameter): – DN100
M E A S U R E M E N T S:
| USER DERIVATION | 3 |  |  |  | 3
3'
| TOTAL pcs |  |  |  |  | 3
18 | Wafer type steel check valves – PN10/40. Galvanized steel body, stainless steel sealing seats, stainless steel disc, stainless steel spring. Sizes (DN: nominal diameter): – DN125
M E A S U R E M E N T S:
| GF | 1 |  |  |  | 1
| GF2 | 1 |  |  |  | 1
| ON SUPPLY HEADER BYPASS | 1 |  |  |  | 1
3'
| TOTAL pcs |  |  |  |  | 3
19 | Wafer type steel check valves – PN10/40. Galvanized steel body, stainless steel sealing seats, stainless steel disc, stainless steel spring. Sizes (DN: nominal diameter): – DN200
M E A S U R E M E N T S:
| MAIN RETURN | 1 |  |  |  | 1
3'
| TOTAL pcs |  |  |  |  | 1
20 | Stainless steel ball valves with threaded gas-type connections – PN40. Stainless steel body, stainless steel sleeve, stainless steel stem, stainless steel ball. Handle in carbon steel rubber-coated. Sizes (DN: nominal diameter): – DN15
M E A S U R E M E N T S:
| LINE ACCESSORIES | 20 |  |  |  | 20
3'
| TOTAL pcs |  |  |  |  | 20
21 | Stainless steel ball valves with threaded gas-type connections – PN40. Stainless steel body, stainless steel sleeve, stainless steel stem, stainless steel ball. Handle in carbon steel rubber-coated. Sizes (DN: nominal diameter): – DN20
M E A S U R E M E N T S:
| VENTS AND DRAINS | 12 |  |  |  | 12
3'
| TOTAL pcs |  |  |  |  | 12
22 | Stainless steel ball valves with threaded gas-type connections – PN40. Stainless steel body, stainless steel sleeve, stainless steel stem, stainless steel ball. Handle in carbon steel rubber-coated. Sizes (DN: nominal diameter): – DN25
M E A S U R E M E N T S:
| LINE DRAINAGE | 6 |  |  |  | 6
3'
| TOTAL pcs |  |  |  |  | 6
23 | Stainless steel ball valves with threaded gas-type connections – PN40. Stainless steel body, stainless steel sleeve, stainless steel stem, stainless steel ball. Handle in carbon steel rubber-coated. Sizes (DN: nominal diameter): – DN40
M E A S U R E M E N T S:
| LINE ACCESSORIES | 6 |  |  |  | 6
3'
| TOTAL pcs |  |  |  |  | 6
24 | Cast iron strainers with replaceable stainless steel basket, with drain plug on cover – PN16. Cast iron body, cast iron cover, stainless steel basket, asbestos-free gaskets. Sizes (DN: nominal diameter): – DN50
M E A S U R E M E N T S:
| USER | 2 |  |  |  | 2
3'
| TOTAL pcs |  |  |  |  | 2
25 | Cast iron strainers with replaceable stainless steel basket, with drain plug on cover – PN16. Cast iron body, cast iron cover, stainless steel basket, asbestos-free gaskets. Sizes (DN: nominal diameter): – DN100
M E A S U R E M E N T S:
| USER | 3 |  |  |  | 3
3'
| TOTAL pcs |  |  |  |  | 3
26 | Cast iron strainers with replaceable stainless steel basket, with drain plug on cover – PN16. Cast iron body, cast iron cover, stainless steel basket, asbestos-free gaskets. Sizes (DN: nominal diameter): – DN125
M E A S U R E M E N T S:
| GF | 1 |  |  |  | 1
| GF1 | 1 |  |  |  | 1
3'
| TOTAL pcs |  |  |  |  | 2
27 | Stainless steel compensators, flanged – PN16. Stainless steel bellows, stainless steel flanges. Sizes (DN: nominal diameter): – DN50
M E A S U R E M E N T S:
| USER | 4 |  |  |  | 4
3'
| TOTAL pcs |  |  |  |  | 4
28 | Anti-vibration rubber joints, flanged – PN10. Body: EPDM, steel reinforcement, steel bolts. Sizes (DN: nominal diameter): – DN100
M E A S U R E M E N T S:
| USER | 6 |  |  |  | 6
3'
| TOTAL pcs |  |  |  |  | 6
29 | Anti-vibration rubber joints, flanged – PN10. Body: EPDM, steel reinforcement, steel bolts. Sizes (DN: nominal diameter): – DN125
M E A S U R E M E N T S:
| GF | 2 |  |  |  | 2
| GF2 | 2 |  |  |  | 2
3'
| TOTAL pcs |  |  |  |  | 4
30 | Stainless steel compensators, flanged – PN16. Stainless steel bellows, stainless steel flanges. Sizes (DN: nominal diameter): – DN150
M E A S U R E M E N T S:
| POMPE GP2 | 6 |  |  |  | 6
3'
| TOTAL pcs |  |  |  |  | 6
31 | Cooling plate heat exchangers, inspectable type PN16, with AISI 316 stainless steel plates, EPDM double-seal gaskets not bonded, steel frame and tie rods, flanged connections, complete with brackets. Sizes (kW: capacity with primary water+glycol 20% -2 °C and secondary MILK at 2 °C): – up to 250 kW
M E A S U R E M E N T S:
| USER 101: RECEPTION_milk 20000 l/h from +8 to +2 °C: 120000 kcal/h 140 kW | 1 |  |  |  | 1
| USER 106: PACKAGING_milk 6000 l/h from +10 to +2 °C: 12000 kcal/h 14 kW | 3 |  |  |  | 3
| USER 104: PASTEURIZER_milk 20000 l/h from +12 to +2 °C: 200000 kcal/h 233 kW | 1 |  |  |  | 1
| USER 106: YOGURT_milk 3000 l/h from +6 to +2 °C: 12000 kcal/h 14 kW | 1 |  |  |  | 1
3'
| TOTAL pcs |  |  |  |  | 6
32 | Heating plate heat exchangers, inspectable type PN16, with AISI 316 stainless steel plates, EPDM double-seal gaskets not bonded, steel frame and tie rods, flanged connections, complete with brackets. Sizes (kW: capacity with primary water+glycol 20% -2 °C and secondary water from +4 °C): – over 320 up to 400 kW
M E A S U R E M E N T S:
| GLYCOL–WATER HEAT EXCHANGER_-2 °C-+2 °C_90000 l/h 327000 kcal/h 380 kW | 1 |  |  |  | 1
3'
| TOTAL pcs |  |  |  |  | 1
33 | Two-way globe valves PN16 with bronze or steel body, modulating magnetic or electric actuator and manual control. Sizes (type - DN: nominal diameter): – threaded connections – DN50
M E A S U R E M E N T S:
| AUTOMATIC USER SHUTOFF | 3 |  |  |  | 3
3'
| TOTAL pcs |  |  |  |  | 3
34 | Three-way globe valves PN25 with bronze or spheroidal cast iron body, modulating magnetic or electric actuator and manual control. Sizes (type - DN: nominal diameter): – flanged connections – DN50
M E A S U R E M E N T S:
| USER REGULATION | 3 |  |  |  | 3
3'
| TOTAL pcs |  |  |  |  | 3
35 | Two-way globe valves PN25 with bronze or spheroidal cast iron body, modulating magnetic or electric actuator and manual control. Sizes (type - DN: nominal diameter): – flanged connections – DN100
M E A S U R E M E N T S:
| AUTOMATIC USER SHUTOFF | 3 |  |  |  | 3
3'
| TOTAL pcs |  |  |  |  | 3
36 | Three-way globe valves PN25 with bronze or spheroidal cast iron body, modulating magnetic or electric actuator and manual control. Sizes (type - DN: nominal diameter): – flanged connections – DN100
M E A S U R E M E N T S:
| USER REGULATION | 3 |  |  |  | 3
| GLYCOL HEAT EXCHANGER REGULATION | 1 |  |  |  | 1
3'
| TOTAL pcs |  |  |  |  | 4
37 | Temperature instrumentation: – pipeline temperature probe with thermowell, Hendress type iTHERM TM311
M E A S U R E M E N T S:
| FOR USERS | 10 |  |  |  | 10
| FOR TECHNICAL VOLUME | 2 |  |  |  | 2
| FOR MAIN LINE | 2 |  |  |  | 2
| FOR GLYCOL–WATER HEAT EXCHANGER | 2 |  |  |  | 2
3'
| TOTAL pcs |  |  |  |  | 16
38 | Pressure and flow instrumentation – mechanical paddle flow switch, 1" threaded connection
M E A S U R E M E N T S:
| FOR MAIN LINE | 1 |  |  |  | 1
| FOR GF | 1 |  |  |  | 1
| FOR GF2 | 1 |  |  |  | 1
3'
| TOTAL pcs |  |  |  |  | 3
39 | Pressure gauges: – for water with 80 mm dial, central connection and reference pointer, complete with siphon and shut-off valve with 1/2" test flange. Scale range: 0–6 bar
M E A S U R E M E N T S:
| FOR CIRCUIT | 20 |  |  |  | 20
3'
| TOTAL pcs |  |  |  |  | 20
40 | Thermometers: – pipeline type with 80 mm dial, central stem, complete with 1/2" thermowell, minimum length 120 mm, scale range -30 to +60 °C
M E A S U R E M E N T S:
| FOR CIRCUIT | 20 |  |  |  | 20
3'
| TOTAL pcs |  |  |  |  | 20
41 | AISI 304 stainless steel seamless piping, complete with fittings, special pieces, joints, gaskets and supports. Unit prices include surcharge for above components and waste, and must be applied to the measured axis length. Diameters (DN nominal diameter × thickness, in mm): – schedule 10 – DN25 × 2.77 mm
M E A S U R E M E N T S:
|  |  | 30 |  |  | 30
3'
| TOTAL m |  |  |  |  | 30
42 | AISI 304 stainless steel seamless piping, complete with fittings, special pieces, joints, gaskets and supports. Unit prices include surcharge for above components and waste, and must be applied to the measured axis length. Diameters (DN nominal diameter × thickness, in mm): – schedule 10 – DN40 × 2.77 mm
M E A S U R E M E N T S:
|  |  | 30 |  |  | 30
3'
| TOTAL m |  |  |  |  | 30
43 | Seamless AISI 304 stainless steel piping, complete with fittings, special pieces, joints, gaskets and supports. Unit prices include a surcharge for the aforementioned accessories as well as for waste, and must be applied to the length measured along the pipe axis. Diameters (DN nominal diameter × thickness, in mm): schedule 10 – DN50 × 2.77 mm
M E A S U R E M E N T S:
|  |  | 80 |  |  | 80
3'
| TOTAL m |  |  |  |  | 80
44 | Seamless AISI 304 stainless steel piping, complete with fittings, special pieces, joints, gaskets and supports. Unit prices include a surcharge for the aforementioned accessories as well as for waste, and must be applied to the length measured along the pipe axis. Diameters (DN nominal diameter × thickness, in mm): schedule 10 – DN80 × 3.05 mm
M E A S U R E M E N T S:
|  |  | 120 |  |  | 120
3'
| TOTAL m |  |  |  |  | 120
45 | Seamless AISI 304 stainless steel piping, complete with fittings, special pieces, joints, gaskets and supports. Unit prices include a surcharge for the aforementioned accessories as well as for waste, and must be applied to the length measured along the pipe axis. Diameters (DN nominal diameter × thickness, in mm): schedule 10 – DN100 × 3.05 mm
M E A S U R E M E N T S:
|  |  | 250 |  |  | 250
3'
| TOTAL m |  |  |  |  | 250
46 | Seamless AISI 304 stainless steel piping, complete with fittings, special pieces, joints, gaskets and supports. Unit prices include a surcharge for the aforementioned accessories as well as for waste, and must be applied to the length measured along the pipe axis. Diameters (DN nominal diameter × thickness, in mm): schedule 10 – DN125 × 3.40 mm
M E A S U R E M E N T S:
|  |  | 230 |  |  | 230
3'
| TOTAL m |  |  |  |  | 230
47 | Seamless AISI 304 stainless steel piping, complete with fittings, special pieces, joints, gaskets and supports. Unit prices include a surcharge for the aforementioned accessories as well as for waste, and must be applied to the length measured along the pipe axis. Diameters (DN nominal diameter × thickness, in mm): schedule 10 – DN125 × 3.40 mm
M E A S U R E M E N T S:
|  |  | 12 |  |  | 12
3'
| TOTAL m |  |  |  |  | 12
48 | Seamless AISI 304 stainless steel piping, complete with fittings, special pieces, joints, gaskets and supports. Unit prices include a surcharge for the aforementioned accessories as well as for waste, and must be applied to the length measured along the pipe axis. Diameters (DN nominal diameter × thickness, in mm): schedule 10 – DN200 × 3.76 mm
M E A S U R E M E N T S:
|  |  | 24 |  |  | 24
3'
| TOTAL m |  |  |  |  | 24
49 | Seamless AISI 304 stainless steel piping, complete with fittings, special pieces, joints, gaskets and supports. Unit prices include a surcharge for the aforementioned accessories as well as for waste, and must be applied to the length measured along the pipe axis. Diameters (DN nominal diameter × thickness, in mm):
M E A S U R E M E N T S:
| COLLETTORE PER COLLEGAMENTO GF | 500 |  |  |  | 500
| COLLETTORE POMPE GP2 | 400 |  |  |  | 400
3'
| SOMMANO kg |  |  |  |  | 900
50 | Insulation for piping with closed-cell expanded elastomer free of halogens and PVC, fire resistance class 1, permeability factor µ minimum 4,000, in sleeves or sheets, minimum thickness 32 mm. Unit prices per metre must be applied to the length measured on the pipe axis, those per square metre to the theoretical surface area obtained from the length measured on the pipe axis multiplied by the external circumference of the elastomer. Unit prices include a surcharge for: insulation of fittings and special pieces (valves and equipment to be computed separately), joint sealing, vapour barrier for chilled piping, adhesives and various installation accessories, waste. Sizes (mm: minimum elastomer thickness for external pipe diameter [where diameters are not indicated: use immediately larger size] – DN: nominal pipe diameter): 32 × 35 mm – DN25
M E A S U R E M E N T S:
|  |  | 30 |  |  | 30
3'
| TOTAL m |  |  |  |  | 30
51 | Insulation for piping with closed-cell expanded elastomer free of halogens and PVC, fire resistance class 1, permeability factor µ minimum 4,000, in sleeves or sheets, minimum thickness 32 mm. Unit prices per metre must be applied to the length measured on the pipe axis, those per square metre to the theoretical surface area obtained from the length measured on the pipe axis multiplied by the external circumference of the elastomer. Unit prices include a surcharge for: insulation of fittings and special pieces (valves and equipment to be computed separately), joint sealing, vapour barrier for chilled piping, adhesives and various installation accessories, waste. Sizes (mm: minimum elastomer thickness for external pipe diameter [where diameters are not indicated: use immediately larger size] – DN: nominal pipe diameter): 32 × 48 mm – DN40
M E A S U R E M E N T S:
|  |  | 30 |  |  | 30
3'
| TOTAL m |  |  |  |  | 30
52 | Insulation for piping with closed-cell expanded elastomer free of halogens and PVC, fire resistance class 1, permeability factor µ minimum 4,000, in sleeves or sheets, minimum thickness 32 mm. Unit prices per metre must be applied to the length measured on the pipe axis, those per square metre to the theoretical surface area obtained from the length measured on the pipe axis multiplied by the external circumference of the elastomer. Unit prices include a surcharge for: insulation of fittings and special pieces (valves and equipment to be computed separately), joint sealing, vapour barrier for chilled piping, adhesives and various installation accessories, waste. Sizes (mm: minimum elastomer thickness for external pipe diameter [where diameters are not indicated: use immediately larger size] – DN: nominal pipe diameter): 32 × 60 mm – DN50
M E A S U R E M E N T S:
|  |  | 80 |  |  | 80
3'
| TOTAL m |  |  |  |  | 80
53 | Insulation for piping with closed-cell expanded elastomer free of halogens and PVC, fire resistance class 1, permeability factor µ minimum 4,000, in sleeves or sheets, minimum thickness 32 mm. Unit prices per metre must be applied to the length measured on the pipe axis, those per square metre to the theoretical surface area obtained from the length measured on the pipe axis multiplied by the external circumference of the elastomer. Unit prices include a surcharge for: insulation of fittings and special pieces (valves and equipment to be computed separately), joint sealing, vapour barrier for chilled piping, adhesives and various installation accessories, waste. Sizes (mm: minimum elastomer thickness for external pipe diameter [where diameters are not indicated: use immediately larger size] – DN: nominal pipe diameter): 32 × 89 mm – DN80
M E A S U R E M E N T S:
|  |  | 120 |  |  | 120
3'
| TOTAL m |  |  |  |  | 120
54 | Insulation for piping with closed-cell expanded elastomer free of halogens and PVC, fire resistance class 1, permeability factor µ minimum 4,000, in sleeves or sheets, minimum thickness 32 mm. Unit prices per metre must be applied to the length measured on the pipe axis, those per square metre to the theoretical surface area obtained from the length measured on the pipe axis multiplied by the external circumference of the elastomer. Unit prices include a surcharge for: insulation of fittings and special pieces (valves and equipment to be computed separately), joint sealing, vapour barrier for chilled piping, adhesives and various installation accessories, waste. Sizes (mm: minimum elastomer thickness for external pipe diameter [where diameters are not indicated: use immediately larger size] – DN: nominal pipe diameter): 32 mm, above DN80
M E A S U R E M E N T S:
|  | 230 |  |  |  | 230
3'
| TOTAL m² |  |  |  |  | 230
55 | Price supplements for insulation finishes on piping. Price increases include a surcharge for: special shapes (valves and equipment to be computed separately), watertight joint sealing for outdoor piping, fixing materials, various installation accessories and waste. Types of finish: PVC shells or sheets
M E A S U R E M E N T S:
|  | 100 |  |  |  | 100
3'
| TOTAL m² |  |  |  |  | 100
56 | Price supplements for insulation finishes on piping. Price increases include a surcharge for: special shapes (valves and equipment to be computed separately), watertight joint sealing for outdoor piping, fixing materials, various installation accessories and waste. Types of finish: 8/10 aluminium sheet
M E A S U R E M E N T S:
|  | 430 |  |  |  | 430
3'
| TOTAL m² |  |  |  |  | 430
57 | Dismountable aluminium boxes with hinges, insulated with the same insulating material used for the relevant piping. For all insulating materials, unit prices are considered inclusive of the related share of: vapour barrier joint sealing, adhesives, various installation accessories and waste. Boxes for: valves up to DN100
M E A S U R E M E N T S:
|  | 40 |  |  |  | 40
3'
| TOTAL pcs |  |  |  |  | 40
58 | Dismountable aluminium boxes with hinges, insulated with the same insulating material used for the relevant piping. For all insulating materials, unit prices are considered inclusive of the related share of: vapour barrier joint sealing, adhesives, various installation accessories and waste. Boxes for: valves above DN100 up to DN200
M E A S U R E M E N T S:
|  | 20 |  |  |  | 20
3'
| TOTAL pcs |  |  |  |  | 20
59 | Pipe support system for glycol water distribution lines, made with rectangular hollow-section AISI 304 stainless steel profiles, fixed to existing building structure using mechanical anchors and chemical anchors, in compliance with current technical regulations in Malta
M E A S U R E M E N T S:
| NUOVA RETE | 1 |  |  |  | 1
3'
| SOMMANO a corpo |  |  |  |  | 1
60 | Power and control electrical panel serving 3 pumps (GP2), consisting of a programmable PLC unit Siemens S7 series (or equivalent), to be installed in new stainless steel enclosure positioned on the roof at pump skid. Power supply cables excluded
M E A S U R E M E N T S:
|  | 1 |  |  |  | 1
3'
| SOMMANO a corpo |  |  |  |  | 1
61 | Propylene glycol to be mixed with treated water in a percentage between 20% and 30% by volume
M E A S U R E M E N T S:
| COOLING PLANT CHILLER SIDE | 2400 |  |  |  | 2400
3'
| SOMMANO l |  |  |  |  | 2400
| TOTALE euro | [7 empty] | 0 | 0 | 0

## Dati (hidden)
41414D5648465353FEFFFFFFFFFFFF7F000000000000000000000000000000000000000000000000000000000000000000000000000000000000000000000000000000000000000000000000000000000000000000000000000000000000000000000000000000000000000000000000000000000000000000000000000000000000000000000000000000000000000000000000000000000000000000000000000000000000000000000000000000000000000000000000000000000000000000000000000000000000000000000000000000000000000000000000000000000000000000000000000000000000000000000000000000000000000000000000000000000000000000000000000000000000000000F61200414153465353474ED2C60C40CDCC0C4000080000080000000100000001000000010000000300000004000000080000001900000000000000000000000000000000000000000000000000000000000000000000000000000000000000000000000000000000000000000000000000000000000000000000000000000000000000000000000000000000000000000000000000000000000000000000000000000000000000000000000000000000000000000000000000000000000000000000000000000000000000000000000000000000000000000000000000000000000000000200000000000000000000000000000000000000000000000000000000000000000000000000000000000000000000000000000000000000000000000000000000000000000000000000000000000000000000000000000000000000000000000000000000000000000000000000000000000000000000000000000000000000000000000000000000000000000000000000000000000000000000000000000000000000000000000000000000000000000000000000000000000000000000000000000000000000000000000000000000000000000000000000000000000000000000000000000000000000000000000000000000000000000000000000000000000000000000000000000000000000000000000000000000000000000000000000000000000000000000000000000000000000000000000000000000000000000000000000000000000000000000000000000000000000000000000000000000000000000000000000000000000000000000000000000000000000000000000000000000000000000000000000000000000000000000000000000000000000000000000000000000000000000000000000000000000000000000000000000000000000000000000000000000000000000000000000000000000000000000000000000000000000000000000000000000000000000000000000000000000000000000000000000000000000000000000000000000000000000000000000000000000000000000000000000000000000000000000000000000000000000000000000000000000000000000000000000000000000000000000000000000000000000000000000000000000000000000000000000000000000000000000000000000000000000000000000000000000000000000000000000000000000000000000000000000000000000000000000000000000000000000000000000000000000000000000000000000000000000000000000000000000000000000000000000000000000000000000000000000000000000000000000000000000000000000000000000000000000000000000000000000000000000000000000000000000000000000000000000000000000000000000000000000000000000000000000000000000000000000000000000000000000000000000000000000000000000000000000000000000000000000000000000000000000000000000000000000000000000000000000000000000000000000000000000000000000000000000000000000000000000000000000000000000000000000000000000000000000000000000000000000000000000000000000000000000000000000000000000000000000000000000000000000000000000000000000000000000000000000000000000000000000000000000000000000000000000000000000000000000000000000000000000000000000000000000000000000000000000000000000000000000000000000000000000000000000000000000000000000000000000000000000000000000000000000000000000000000000000000000000000000000000000000000000000000000000000000000000000000000000000000000000000000000000000000000000000000000000000000000000000000000000000000000000000000000000000000000000000000000000000000000000000000000000000000000000000000000000000000000000000000000000000000000000000000000000000000000000000000000000000000000000000000000000000000000000000000000000000000000000000000000000000000000000000000000000000000000000000000000000000000000000000000000000000000000000000000000000000000000000000000000000000000000000000000000000000000000000000000000000000000000000000000000000000000000000000000000000000000000000000000000000000000000000000000000000000000000000000000000000000000000000000000000000000000000000000000000000000000000000000000000000000000000000000000000000000000000000000000000000000000000000000000000000000000000000000000000000000000000000000000000000000000000000000000000000000000000000000000000000000000000000000000000000000000000000000000000000000000000000000000000000000000000000000000000000000000000000000000000000000000000000000000000000000000000000000000000000000000000000000000000000000000000000000000000000000000000000000000000000000000000000000000000000000000000000000000000000000000000000000000000000000000000000000000000000000000000000000000000000000000000000000000000000000000000000000000000000000000000000000000000000000000000000000000000000000000E0F01200FFFF7F0004000000440E340128000000010000000CB49F01F0F01200000080FFFFFFFFFFFFFFFFFFFFFFFFFFFFFFFFFFFFFFFFFFFFFFFFFFFFFFFFFFFFFFFFFFFFFFFFFFFFFFFFFFFFFFFFFFFFFFFFFFFFFFFFFFFFFFFFFFFFFFFFFFFFFFFFFFFFFFFFFFFFFFFFFFFFFFFFFFFFFFFFFFFFFFFFFFFFFFFFFFFFFFFFFFFFFFFFFFFFFFFFFFFFFFFFFFFFFFFFFFFFFFFFFFFFFFFFFFFFFFFFFFFFFFFFFFFFFFFFFFFFFFFFFFFFFFFFFFFFFFFFFFFFFFFFFFFFFFFFFFFFFFFFFFFFFFFFFFFFFFFFFFFFFFFFFFFFFFFFFFFFFFFFFFFFFFFFFFFFFFFFFFFFFFFFFFFFFFFFFFFFFFFFFFFFFFFFFFFFFFFFFFFFFFFFFFFFFFFFFFFFFFFFFFFFFFFFFFFFFFFFFFFFFFFFFFFFFFFFFFFFFFFFFFFFFFFFFFFFFFFFFFFFFFFFFFFFFFFFFFFFFFFFFFFFFFFFFFFFFFFFFFFFFFFFFFFFFFFFFFFFFFFFFFFFFFFFFFFFFFFFFFFFFFFFFFFFFFFFFFFFFFFFFFFFFFFFFFFFFFFFFFFFFFFFFFFFFFFFFFFFFFFFFFFFFFFFFFFFFFFFFFFFFFFFFFFFFFFFFFFFFFFFFFFFFFFFFFFFFFFFFFFFFFFFFFFFFFFFFFFFFFFFFFFFFFFFFFFFFFFFFFFFFFFFFFFFFFFFFFFFFFFFFFFFFFFFFFFFFFFFFFFFFFFFFFFFFFFFFFFFFFFFFFFFFFFFFFFFFFFFFFFFFFFFFFFFFFFFFFFFFFFFFFFFFFFFFFFFFFFFFFFFFFFFFFFFFFFFFFFFFFFFFFFFFFFFFFFFFFFFFFFFFFFFFFFFFFFFFFFFFFFFFFFFFFFFFFFFFFFFFFFFFFFFFFFFFFFFFFFFFFFFFFFFFFFFFFFFFFFFFFFFFFFFFFFFFFFFFFFFFFFFFFFFFFFFFFFFFFFFFFFFFFFFFFFFFFFFFFFFFFFFFFFFFFFFFFFFFFFFFFFFFFFFFFFFFFFFFFFFFFFFFFFFFFFFFFFFFFFFFFFFFFFFFFFFFFFFFFFFFFFFFFFFFFFFFFFFFFFFFFFFFFFFFFFFFFFFFFFFFFFFFFFFFFFFFFFFFFFFFFFFFFFFFFFFFFFFFFFFFFFFFFFFFFFFFFFFFFFFFFFFFFFFFFFFFFFFFFFFFFFFFFFFFFFFFFFFFFFFFFFFFFFFFFFFFFFFFFFFFFFFFFFFFFFFFFFFFFFFFFFFFFFFFFFFFFFFFFFFFFFFFFFFFFFFFFFFFFFFFFFFFFFFFFFFFFFFFFFFFFFFFFFFFFFFFFFFFFFFFFFFFFFFFFFFFFFFFFFFFFFFFFFFFFFFFFFFFFFFFFFFFFFFFFFFFFFFFFFFFFFFFFFFFFFFFFFFFFFFFFFFFFFFFFFFFFFFFFFFFFFFFFFFFFFFFFFFFFFFFFFFFFFFFFFFFFFFFFFFFFFFFFFFFFFFFFFFFFFFFFFFFFFFFFFFFFFFFFFFFFFFFFFFFFFFFFFFFFFFFFFFFFFFFFFFFFFFFFFFFFFFFFFFFFFFFFFFFFFFFFFFFFFFFFFFFFFFFFFFFFFFFFFFFFFFFFFFFFFFFFFFFFFFFFFFFFFFFFFFFFFFFFFFFFFFFFFFFFFFFFFFFFFFFFFFFFFFFFFFFFFFFFFFFFFFFFFFFFFFFFFFFFFFFFFFFFFFFFFFFFFFFFFFFFFFFFFFFFFFFFFFFFFFFFFFFFFFFFFFFFFFFFFFFFFFFFFFFFFFFFFFFFFFFFFFFFFFFFFFFFFFFFFFFFFFFFFFFFFFFFFFFFFFFFFFFFFFFFFFFFFFFFFFFFFFFFFFFFFFFFFFFFFFFFFFFFFFFFFFFFFFFFFFFFFFFFFFFFFFFFFFFFFFFFFFFFFFFFFFFFFFFFFFFFFFFFFFFFFFFFFFFFFFFFFFFFFFFFFFFFFFFFFFFFFFFFFFFFFFFFFFFFFFFFFFFFFFFFFFFFFFFFFFFFFFFFFFFFFFFFFFFFFFFFFFFFFFFFFFFFFFFFFFFFFFFFFFFFFFFFFFFFFFFFFFFFFFFFFFFFFFFFFFFFFFFFFFFFFFFFFFFFFFFFFFFFFFFFFFFFFFFFFFFFFFFFFFFFFFFFFFFFFFFFFFFFFFFFFFFFFFFFFFFFFFFFFFFFFFFFFFFFFFFFFFFFFFFFFFFFFFFFFFFFFFFFFFFFFFFFFFFFFFFFFFFFFFFFFFFFFFFFFFFFFFFFFFFFFFFFFFFFFFFFFFFFFFFFFFFFFFFFFFFFFFFFFFFFFFFFFFFFFFFFFFFFFFFFFFFFFFFFFFFFFFFFFFFFFFFFFFFFFFFFFFFFFFFFFFFFFFFFFFFFFFFFFFFFFFFFFFFFFFFFFFFFFFFFFFFFFFFFFFFFFFFFFFFFFFFFFFFFFFFFFFFFFFFFFFFFFFFFFFFFFFFFFFFFFFFFFFFFFFFFFFFFFFFFFFFFFFFFFFFFFFFFFFFFFFFFFFFFFFFFFFFFFFFFFFFFFFFFFFFFFFFFFFFFFFFFFFFFFFFFFFFFFFFFFFFFFFFFFFFFFFFFFFFFFFFFFFFFFFFFFFFFFFFFFFFFFFFFFFFFFFFFFFFFFFFFFFFFFFFFFFFFFFFFFFFFFFFFFFFFFFFFFFFFFFFFFFFFFFFFFFFFFFFFFFFFFFFFFFFFFFFFFFFFFFFFFFFFFFFFFFFFFFFFFFFFFFFFFFFFFFFFFFFFFFFFFFFFFFFFFFFFFFFFFFFFFFFFFFFFFFFFFFFFFFFFFFFFFFFFFFFFFFFFFFFFFFFFFFFFFFFFFFFFFFFFFFFFFFFFFFFFFFFFFFFFFFFFFFFFFFFFFFFFFFFFFFFFFFFFFFFFFFFFFFFFFFFFFFFFFFFFFFFFFFFFFFFFFFFFFFFFFFFFFFFFFFFFFFFFFFFFFFFFFFFFFFFFFFFFFFFFFFFFFFFFFFFFFFFFFFFFFFFFFFFFFFFFFFFFFFFFFFFFFFFFFFFFFFFFFFFFFFFFFFFFFFFFFFFFFFFFFFFFFFFFFFFFFFFFFFFFFFFFFFFFFFFFFFFFFFFFFFFFFFFFFFFFFFFFFFFFFFFFFFFFFFFFFFFFFFFFFFFFFFFFFFFFFFFFFFFFFFFFFFFFFFFFFFFFFFFFFFFFFFFFFFFFFFFFFFFFFFFFFFFFFFFFFFFFFFFFFFFFFFFFFFFFFFFFFFFFFFFFFFFFFFFFFFFFFFFFFFFFFFFFFFFFFFFFFFFFFFFFFFFFFFFFFFFFFFFFFFFFFFFFFFFFFFFFFFFFFFFFFFFFFFFFFFFFFFFFFFFFFFFFFFFFFFFFFFFFFFFFFFFFFFFFFFFFFFFFFFFFFFFFFFFFFFFFFFFFFFFFFFFFFFFFFFFFFFFFFFFFFFFFFFFFFFFFFFFFFFFFFFFFFFFFFFFFFFFFFFFFFFFFFFFFFFFFFFFFFFFFFFFFFFFFFFFFFFFFFFFFFFFFFFFFFFFFFFFFFFFFFFFFFFFFFFFFFFFFFFFFFFFFFFFFFFFFFFFFFFFFFFFFFFFFFFFFFFFFFFFFFFFFFFFFFFFFFFFFFFFFFFFFFFFFFFFFFFFFFFFFFFFFFFFFFFFFFFFFFFFFFFFFFFFFFFFFFFFFFFFFFFFFFFFFFFFFFFFFFFFFFFFFFFFFFFFFFFFFFFFFFFFFFFFFFFFFFFFFFFFFFFFFFFFFFFFFFFFFFFFFFFFFFFFFFFFFFFFFFFFFFFFFFFFFFFFFFFFFFFFFFFFFFFFFFFFFFFFFFFFFFFFFFFFFFFFFFFFFFFFFFFFFFFFFFFFFFFFFFFFFFFFFFFFFFFFFFFFFFFFFFFFFFFFFFFFFFFFFFFFFFFFFFFFFFFFFFFFFFFFFFFFFFFFFFFFFFFFFFFFFFFFFFFFFFFFFFFFFFFFFFFFFFFFFFFFFFFFFFFFFFFFFFFFFFFFFFFFFFFFFFFFFFFFFFFFFFFFFFFFFFFFFFFFFFFFFFFFFFFFFFFFFFFFFF8EF1200030000000200000068FF300164000000010000000000000001000000FCFFFFFFFFFFFFFFFFFFFFFFFFFFFFFFFFFFFFFFFFFFFFFFFFFFFFFFFFFFFFFFFFFFFFFFFFFFFFFFFFFFFFFFFFFFFFFFFFFFFFFFFFFFFFFFFFFFFFFFFFFFFFFFFFFFFFFFFFFFFFFFFFFFFFFFFFFFFFFFFFFFFFFFFFFFFFFFFFFFFFFFFFFFFFFFFFFFFFFFFFFFFFFFFFFFFFFFFFFFFFFFFFFFFFFFFFFFFFFFFFFFFFFFFFFFFFFFFFFFFFFFFFFFFFFFFFFFFFFFFFFFFFFFFFFFFFFFFFFFFFFFFFFFFFFFFFFFFFFFFFFFFFFFFFFFFFFFFFFFFFFFFFFFFFFFFFFFFFFFFFFFFFFFFFFFFFFFFFFFFFFFFFFFFFFFFFFFFFFFFFFFFFFFFFFFFFFFFFFFFFFFFFFFFFFFFFFFFFFFFFFFFFFFFFFFFFFFFFFFFFFFFFFFFFFFFFFFFFFFFFFFFFFFFFFFFFFFFFFFFFFFFFFFFFFFFFFFFFFFFFFFFFFFFFFFFFFFFFFFFFFFFFFFFFFFFFFFFFFFFFFFFFFFFFFFFFFFFFFFFFFFFFFFFFFFFFFFFFFFFFFFFFFFFFFFFFFFFFFFFFFFFFFFFFFFFFFFFFFFFFFFFFFFFFFFFFFFFFFFFFFFFFFFFFFFFFFFFFFFFFFFFFFFFFFFFFFFFFFFFFFFFFFFFFFFFFFFFFFFFFFFFFFFFFFFFFFFFFFFFFFFFFFFFFFFFFFFFFFFFFFFFFFFFFFFFFFFFFFFFFFFFFFFFFFFFFFFFFFFFFFFFFFFFFFFFFFFFFFFFFFFFFFFFFFFFFFFFFFFFFFFFFFFFFFFFFFFFFFFFFFFFFFFFFFFFFFFFFFFFFFFFFFFFFFFFFFFFFFFFFFFFFFFFFFFFFFFFFFFFFFFFFFFFFFFFFFFFFFFFFFFFFFFFFFFFFFFFFFFFFFFFFFFFFFFFFFFFFFFFFFFFFFFFFFFFFFFFFFFFFFFFFFFFFFFFFFFFFFFFFFFFFFFFFFFFFFFFFFFFFFFFFFFFFFFFFFFFFFFFFFFFFFFFFFFFFFFFFFFFFFFFFFFFFFFFFFFFFFFFFFFFFFFFFFFFFFFFFFFFFFFFFFFFFFFFFFFFFFFFFFFFFFFFFFFFFFFFFFFFFFFFFFFFFFFFFFFFFFFFFFFFFFFFFFFFFFFFFFFFFFFFFFFFFFFFFFFFFFFFFFFFFFFFFFFFFFFFFFFFFFFFFFFFFFFFFFFFFFFFFFFFFFFFFFFFFFFFFFFFFFFFFFFFFFFFFFFFFFFFFFFFFFFFFFFFFFFFFFFFFFFFFFFFFFFFFFFFFFFFFFFFFFFFFFFFFFFFFFFFFFFFFFFFFFFFFFFFFFFFFFFFFFFFFFFFFFFFFFFFFFFFFFFFFFFFFFFFFFFFFFFFFFFFFFFFFFFFFFFFFFFFFFFFFFFFFFFFFFFFFFFFFFFFFFFFFFFFFFFFFFFFFFFFFFFFFFFFFFFFFFFFFFFFFFFFFFFFFFFFFFFFFFFFFFFFFFFFFFFFFFFFFFFFFFFFFFFFFFFFFFFFFFFFFFFFFFFFFFFFFFFFFFFFFFFFFFFFFFFFFFFFFFFFFFFFFFFFFFFFFFFFFFFFFFFFFFFFFFFFFFFFFFFFFFFFFFFFFFFFFFFFFFFFFFFFFFFFFFFFFFFFFFFFFFFFFFFFFFFFFFFFFFFFFFFFFFFFFFFFFFFFFFFFFFFFFFFFFFFFFFFFFFFFFFFFFFFFFFFFFFFFFFFFFFFFFFFFFFFFFFFFFFFFFFFFFFFFFFFFFFFFFFFFFFFFFFFFFFFFFFFFFFFFFFFFFFFFFFFFFFFFFFFFFFFFFFFFFFFFFFFFFFFFFFFFFFFFFFFFFFFFFFFFFFFFFFFFFFFFFFFFFFFFFFFFFFFFFFFFFFFFFFFFFFFFFFFFFFFFFFFFFFFFFFFFFFFFFFFFFFFFFFFFFFFFFFFFFFFFFFFFFFFFFFFFFFFFFFFFFFFFFFFFFFFFFFFFFFFFFFFFFFFFFFFFFFFFFFFFFFFFFFFFFFFFFFFFFFFFFFFFFFFFFFFFFFFFFFFFFFFFFFFFFFFFFFFFFFFFFFFFFFFFFFFFFFFFFFFFFFFFFFFFFFFFFFFFFFFFFFFFFFFFFFFFFFFFFFFFFFFFFFFFFFFFFFFFFFFFFFFFFFFFFFFFFFFFFFFFFFFFFFFFFFFFFFFFFFFFFFFFFFFFFFFFFFFFFFFFFFFFFFFFFFFFFFFFFFFFFFFFFFFFFFFFFFFFFFFFFFFFFFFFFFFFFFFFFFFFFFFFFFFFFFFFFFFFFFFFFFFFFFFFFFFFFFFFFFFFFFFFFFFFFFFFFFFFFFFFFFFFFFFFFFFFFFFFFFFFFFFFFFFFFFFFFFFFFFFFFFFFFFFFFFFFFFFFFFFFFFFFFFFFFFFFFFFFFFFFFFFFFFFFFFFFFFFFFFFFFFFFFFFFFFFFFFFFFFFFFFFFFFFFFFFFFFFFFFFFFFFFFFFFFFFFFFFFFFFFFFFFFFFFFFFFFFFFFFFFFFFFFFFFFFFFFFFFFFFFFFFFFFFFFFFFFFFFFFFFFFFFFFFFFFFFFFFFFFFFFFFFFFFFFFFFFFFFFFFFFFFFFFFFFFFFFFFFFFFFFFFFFFFFFFFFFFFFFFFFFFFFFFFFFFFFFFFFFFFFFFFFFFFFFFFFFFFFFFFFFFFFFFFFFFFFFFFFFFFFFFFFFFFFFFFFFFFFFFFFFFFFFFFFFFFFFFFFFFFFFFFFFFFFFFFFFFFFFFFFFFFFFFFFFFFFFFFFFFFFFFFFFFFFFFFFFFFFFFFFFFFFFFFFFFFFFFFFFFFFFFFFFFFFFFFFFFFFFFFFFFFFFFFFFFFFFFFFFFFFFFFFFFFFFFFFFFFFFFFFFFFFFFFFFFFFFFFFFFFFFFFFFFFFFFFFFFFFFFFFFFFFFFFFFFFFFFFFFFFFFFFFFFFFFFFFFFFFFFFFFFFFFFFFFFFFFFFFFFFFFFFFFFFFFFFFFFFFFFFFFFFFFFFFFFFFFFFFFFFFFFFFFFFFFFFFFFFFFFFFFFFFFFFFFFFFFFFFFFFFFFFFFFFFFFFFFFFFFFFFFFFFFFFFFFFFFFFFFFFFFFFFFFFFFFFFFFFFFFFFFFFFFFFFFFFFFFFFFFFFFFFFFFFFFFFFFFFFFFFFFFFFFFFFFFFFFFFFFFFFFFFFFFFFFFFFFFFFFFFFFFFFFFFFFFFFFFFFFFFFFFFFFFFFFFFFFFFFFFFFFFFFFFFFFFFFFFFFFFFFFFFFFFFFFFFFFFFFFFFFFFFFFFFFFFFFFFFFFFFFFFFFFFFFFFFFFFFFFFFFFFFFFFFFFFFFFFFFFFFFFFFFFFFFFFFFFFFFFFFFFFFFFFFFFFFFFFFFFFFFFFFFFFFFFFFFFFFFFFFFFFFFFFFFFFFFFFFFFFFFFFFFFFFFFFFFFFFFFFFFFFFFFFFFFFFFFFFFFFFFFFFFFFFFFFFFFFFFFFFFFFFFFFFFFFFFFFFFFFFFFFFFFFFFFFFFFFFFFFFFFFFFFFFFFFFFFFFFFFFFFFFFFFFFFFFFFFFFFFFFFFFFFFFFFFFFFFFFFFFFFFFFFFFFFFFFFFFFFFFFFFFFFFFFFFFFFFFFFFFFFFFFFFFFFFFFFFFFFFFFFFFFFFFFFFFFFFFFFFFFFFFFFFFFFFFFFFFFFFFFFFFFFFFFFFFFFFFFFFFFFFFFFFFFFFFFFFFFFFFFFFFFFFFFFFFFFFFFFFFFFFFFFFFFFFFFFFFFFFFFFFFFFFFFFFFFFFFFFFFFFFFFFFFFFFFFFFFFFFFFFFFFFFFFFFFFFFFFFFFFFFFFFFFFFFFFFFFFFFFFFFFFFFFFFFFFFFFFFFFFFFFFFFFFFFFFFFFFFFFFFFFFFFFFFFFFFFFFFFFFFFFFFFFFFFFFFFFFFFFFFFFFFFFFFFFFFFFFFFFFFFFFFFFFFFFFFFFFFFFFFFFFFFFFFFFFFFFFFFFFFFFFFFFFFFFFFFFFFFFFFFFFFFFFFFFF8EF1200000000000300000068FF30016400000001000000000000000100000000000000000000000000000000000000000000000000000000000000000000000000000000000000000000000000000000000000000000000000000000000000000000000000000000000000000000000000000000000000000000000000000000000000000000000000000000000000000000000000000000000000000000000000000000000000000000000000000000000000000000000000000000000000000000000000000000000000000000000000000000000000000000000000000000000000000000000000000000000000000000000000000000000000000000000000000000000000000000000000000000000000000000000000000000000000000000000000000000000000000000000000000000000000000000000000000000000000000000000000000000000000000000000000000000000000000000000000000000000000000000000000000000000000000000000000000000000000000000000000000000000000000000000000000000000000000000000000000000000000000000000000000000000000000000000000000000000000000000000000000000000000000000000000000000000000000000000000000000000000000000000000000000000000000000000000000000000000000000000000000000000000000000000000000000000000000000000000000000000000000000000000000000000000000000000000000000000000000000000000000000000000000000000000000000000000000000000000000000000000000000000000000000000000000000000000000000000000000000000000000000000000000000000000000000000000000000000000000000000000000000000000000000000000000000000000000000000000000000000000000000000000000000000000000000000000000000000000000000000000000000000000000000000000000000000000000000000000000000000000000000000000000000000000000000000000000000000000000000000000000000000000000000000000000000000000000000000000000000000000000000000000000000000000000000000000000000000000000000000000000000000000000000000000000000000000000000000000000000000000000000000000000000000000000000000000000000000000000000000000000000000000000000000000000000000000000000000000000000000000000000000000000000000000000000000000000000000000000000000000000000000000000000000000000000000000000000000000000000000000000000000000000000000000000000000000000000000000000000000000000000000000000000000000000000000000000000000000000000000000000000000000000000000000000000000000000000000000000000000000000000000000000000000000000000000000000000000000000000000000000000000000000000000000000000000000000000000000000000000000000000000000000000000000000000000000000000000000000000000000000000000000000000000000000000000000000000000000000000000000000000000000000000000000000000000000000000000000000000000000000000000000000000000000000000000000000000000000000000000000000000000000000000000000000000000000000000000000000000000000000000000000000000000000000000000000000000000000000000000000000000000000000000000000000000000000000000000000000000000000000000000000000000000000000000000000000000000000000000000000000000000000000000000000000000000000000000000000000000000000000000000000000000000000000000000000000000000000000000000000000000000000000000000000000000000000000000000000000000000000000000000000000000000000000000000000000000000000000000000000000000000000000000000000000000000000000000000000000000000000000000000000000000000000000000000000000000000000000000000000000000000000000000000000000000000000000000000000000000000000000000000000000000000000000000000000000000000000000000000000000000000000000000000000000000000000000000000000000000000000000000000000000000000000000000000000000000000000000000000000000000000000000000000000000000000000000000000000000000000000000000000000000000000000000000000000000000000000000000000000000000000000000000000000000000000000000000000000000000000000000000000000000000000000000000000000000000000000000000000000000000000000000000000000000000000000000000000000000000000000000000000000000000000000000000000000000000000000000000000000000000000000000000000000000000000000000000000000000000000000000000000000000000000000000000000000000000000000000000000000000000000000000000000000000000000000000000000000000000000000000000000000000000000000000000000000000000000000000000000000000000000000000000000000000000000000000000000000000000000000000000000000000000000000000000000000000000000000000000000000000000000000000009000000453A297201000073696F6E6500000000BEB3E5773CF21200A3B4E577050000009D0000000000000000672F36CFBAC50100EA70313FBDC50100EA70313FBDC50100000000FFFFFFFF00000000000000000000000000000000000000000000000000000000000000000000000000000000000000000000000000000000000000000000000000000000000000000000000000000000000000000000000000000000000000000000000000000000000000000000000000000000000000000000000000000000000000000000000000000000000000000000000000000000000000000000000000000000000000000000000000000000000000000000000056657273696F6E6500000000000000000000000000000000000000000000000000000000000000000000000000000000000000000000000000000000000000000000000000000000000000000000000000000000000000000000000000000000000000000000000000000000000000000000000000000000000000000000000000000000000000000000000000000000000000000000000000000000000000000000000000000000000000000000000000000000000000000000000000000000000000000000000000000000000000000000000000000000000000000000000000000000000000000000000000000000000000000000000000000000000000000000000000000000000000000000000000000000000000000000000000000000FFFFFFFF000000000000000000672F36CFBAC50100672F36CFBAC50100672F36CFBAC50110000000FFFFFFFF000000000000000000000000000000000000000000000000000000000000000000000000000000000000000000000000000000000000000000000000000000000000000000000000000000000000000000000000000000000000000000000000000000000000000000000000000000000000000000000000000000000000000000000000000000000000000000000000000000000000000000000000000000000000000000000000000000000000000001000000446F63756D656E746F00000000000000000000000000000000000000000000000000000000000000000000000000000000000000000000000000000000000000000000000000000000000000000000000000000000000000000000000000000000000000000000000000000000000000000000000000000000000000000000000000000000000000000000000000000000000000000000000000000000000000000000000000000000000000000000000000000000000000000000000000000000000000000000000000000000000000000000000000000000000000000000000000000000000000000000000000000000000000000000000000000000000000000000000000000000000000000000000000000000000000000000000000000007000000070100000000000000672F36CFBAC50100672F36CFBAC50100156BDA3EBDC5010000000001000000000000000000000000000000000000000000000000000000000000000000000000000000000000000000000000000000000000000000000000000000000000000000000000000000000000000000000000000000000000000000000000000000000000000000000000000000000000000000000000000000000000000000000000000000000000000000000000000000000000000000000000000000000000000000000000000000000000000000000000000000496E666F446F632E786D6C00000000000000000000000000000000000000000000000000000000000000000000000000000000000000000000000000000000000000000000000000000000000000000000000000000000000000000000000000000000000000000000000000000000000000000000000000000000000000000000000000000000000000000000000000000000000000000000000000000000000000000000000000000000000000000000000000000000000000000000000000000000000000000000000000000000000000000000000000000000000000000000000000000000000000000000000000000000000000000000000000000000000000000000000000000000000000000000000000000000000000000000000000000000000000000000000000000000000000000000000000000000000000000000000000000000000000000000000000000000000000000000000000000000000000000000000000000000000000000000000000000000000000000000000000000000000000000000000000000000000000000000000000000000000000000000000000000000000000000000000000000000000000000000000000000000000000000000000000000000000000000000000000000000000000000000000000000000000000000000000000000000000000000000000000000000000000000000000000000000000000000000000000000000000000000000000000000000000000000000000000000000000000000000000000000000000000000000000000000000000000000000000000000000000000000000000000000000000000000000000000000000000000000000000000000000000000000000000000000000000000000000000000000000000000000000000000000000000000000000000000000000000000000000000000000000000000000000000000000000000000000000000000000000000000000000000000000000000000000000000000000000000000000000000000000000000000000000000000000000000000000000000000FFFFFFFF06000000050000000100000000000000884E500288F01200B2750D01060000000000000000000000000000000000000000000000000000000000000000000000000000000000000000000000000000000000000000000000000000000000000000000000000000000000000000000000000000000000000000000000000000000000000000000000000000000000000000000000000000000000000000000000000000000000000000000000000000000000000000000000000000000000000000000000000000000000000000000000000000000000000000000000000000000000000000000000000000000000000000000000000000000000000000000000000000000000000000000000000000000000000000000000000000000000000000000000000000000000000000000000000000000000000000000000000000000000000000000000000000000000000000000000000000000000000000000000000000000000000000000000000000000000000000000000000000000000000000000000000000000000000000000000000000000000000000000000000000000000000000000000000000000000000000000000000000000000000000000000000000000000000000000000000000000000000000000000000000000000000000000000000000000000000000000000000000000000000000000000000000000000000000000000000000000000000000000000000000000000000000000000000000000000000000000000000000000000000000000000000000000000000000000000000000000000000000000000000000000000000000000000000000000000000000000000000000000000000000000000000000000000000000000000000000000000000000000000000000000000000000000000000000000000000000000000000000000000000000000000000000000000000000000000000000000000000000000000000000000000000000000000000000000000000000000000000000000000000000000000000000000000000000000000000000000000000000000000000000000000000000000000000000000000000000000000000000000000000000000000000000000000000000000000000000000000000000000000000000000000000000000000000000000000000000000000000000000000000000000000000000000000000000000000000000000000000000000000000000000000000000000000000000000000000000000000000000000000000000000000000000000000000000000000000000000000000000000000000000000000000000000000000000000000000000000000000000000000000000000000000000000000000000000000000000000000000000000000000000000000000000000000000000000000000000000000000000000000000000000000000000000000000000000000000000000000000000000000000000000000000000000000000000000000000000000000000000000000000000000000000000000000000000000000000000000000000000000000000000000000000000000000000000000000000000000000000000000000000000000000000000000000000000000000000000000000000000000000000000000000000000000000000000000000000000000000000000000000000000000000000000000000000000000000000000000000000000000000000000000000000000000000000000000000000000000000000000000000000000000000000000000000000000000000000000000000000000000000000000000000000000000000000000000000000000000000000000000000000000000000000000000000000000000000000000000000000000000000000000000000000000000000000000000000000000000000000000000000000000000000000000000000000000000000000000000000000000000000000000000000000000000000000000000000000000000000000000000000000000000000000000000000000000000000000000000000000000000000000000000000000000000000000000000000000000000000000000000000000000000000000000000000000000000000000000000000000000000000000000000000000000000000000000000000000000000000000000000000000000000000000000000000000000000000000000000000000000000000000000000000000000000000000000000000000000000000000000000000000000000000000000000000000000000000000000000000000000000000000000000000000000000000000000000000000000000000000000000000000000000000000000000000000000000000000000000000000000000000000000000000000000000000000000000000000000000000000000000000000000000000000000000000000000000000000000000000000000000000000000000000000000000000000000000000000000000000000000000000000000000000000000000000000000000000000000000000000000000000000000000000000000000000000000000000000000000000000000000000000000000000000000000000000000000000000000000000000000000000000000000000000000000000000000000000000000000000000000000000000000000000000000000000000000000000000000000000000000000000000000000000000000000000000000000000000000000000000000000000000000000000000000000000000000000000000000000000000000000000000000000000000000000000FFFFFFFFF92C517406000000000000000000000000000000000000000000000041414353000010000000000001000000000000400200000000000000000000000000000000000000000000000000000000000000000000000000000000000000000000000000000000000000000000000000000000000000000000000000000000000000000000000000000000000000000000000000000000000000000000000D000000080000000EF000009D000000789C63600001110700007000550000000000000000000000000000000000000000000000000000000000000000000000000000000000000000000000000000000000000000000000000000000000000000000000000000000000000000000000000000000000000000000000000000000000000000000000000000000000000000000000000000000000000000000000000000000000000000000000000000000000000000000000000000000000000000000000000000000000000000000000000000000000000000000000000000000000000000000000000000000000000000000000000000000000000000000000000000000000000000000000000000000000000000000000000000000000000000000000000000000000000000000000000000000000000000000000000000000000000000000000000000000000000000000000000000000000000000000000000000000000000000000000000000000000000000000000000000000000000000000000000000000000000000000000000000000000000000000000000000000000000000000000000000000000000000000000000000000000000000000000000000000000000000000000000000000000000000000000000000000000000000000000000000000000000000000000000000000000000000000000000000000000000000000000000000000000000000000000000000000000000000000000000000000000000000000000000000000000000000000000000000000000000000000000000000000000000000000000000000000000000000000000000000000000000000000000000000000000000000000000000000000000000000000000000000000000000000000000000000000000000000000000000000000000000000000000000000000000000000000000000000000000000000000000000000000000000000000000000000000000000000000000000000000000000000000000000000000000000000000000000000000000000000000000000000000000000000000000000000000000000000000000000000000000000000000000000000000000000000000000000000000000000000000000000000000000000000000000000000000000000000000000000000000000000000000000000000000000000000000000000000000000000000000000000000000000000000000000000000000000000000000000000000000000000000000000000000000000000000000000000000000000000000000000000000000000000000000000000000000000000000000000000000000000000000000000000000000000000000000000000000000000000000000000000000000000000000000000000000000000000000000000000000000000000000000000000000000000000000000000000000000000000000000000000000000000000000000000000000000000000000000000000000000000000000000000000000000000000000000000000000000000000000000000000000000000000000000000000000000000000000000000000000000000000000000000000000000000000000000000000000000000000000000000000000000000000000000000000000000000000000000000000000000000000000000000000000000000000000000000000000000000000000000000000000000000000000000000000000000000000000000000000000000000000000000000000000000000000000000000000000000000000000000000000000000000000000000000000000000000000000000000000000000000000000000000000000000000000000000000000000000000000000000000000000000000000000000000000000000000000000000000000000000000000000000000000000000000000000000000000000000000000000000000000000000000000000000000000000000000000000000000000000000000000000000000000000000000000000000000000000000000000000000000000000000000000000000000000000000000000000000000000000000000000000000000000000000000000000000000000000000000000000000000000000000000000000000000000000000000000000000000000000000000000000000000000000000000000000000000000000000000000000000000000000000000000000000000000000000000000000000000000000000000000000000000000000000000000000000000000000000000000000000000000000000000000000000000000000000000000000000000000000000000000000000000000000000000000000000000000000000000000000000000000000000000000000000000000000000000000000000000000000000000000000000000000000000000000000000000000000000000000000000000000000000000000000000000000000000000000000000000000000000000000000000000000000000000000000000000000000000000000000000000000000000000000000000000000000000000000000000000000000000000000000000000000000000000000000000000FFFFFFFF08000000050000000100000000000000B075500258F01200B2750D0108000000000000000000000000000000000000000000000000000000000000000000000000000000000000000000000000000000000000000000000000000000000000000000000000000000000000000000000000000000000000000000000000000000000000000000000000000000000000000000000000000000000000000000000000000000000000000000000000000000000000000000000000000000000000000000000000000000000000000000000000000000000000000000000000000000000000000000000000000000000000000000000000000000000000000000000000000000000000000000000000000000000000000000000000000000000000000000000000000000000000000000000000000000000000000000000000000000000000000000000000000000000000000000000000000000000000000000000000000000000000000000000000000000000000000000000000000000 | 4 | 0
0000000000000000000000000000000000000000000000000000000000000000000000000000000000000000000000000000000000000000000000000000000000000000000000000000000000000000000000000000000000000000000000000000000000000000000000000000000000000000000000000000000000000000000000000000000000000000000000000000000000000000000000000000000000000000000000000000000000000000000000000000000000000000000000000000000000000000000000000000000000000000000000000000000000000000000000000000000000000000000000000000000000000000000000000000000000000000000000000000000000000000000000000000000000000000000000000000000000000000000000000000000000000000000000000000000000000000000000000000000000000000000000000000000000000000000000000000000000000000000000000000000000000000000000000000000000000000000000000000000000000000000000000000000000000000000000000000000000000000000000000000000000000000000000000000000000000000000000000000000000000000000000000000000000000000000000000000000000000000000000000000000000000000000000000000000000000000000000000000000000000000000000000000000000000000000000000000000000000000000000000000000000000000000000000000000000000000000000000000000000000000000000000000000000000000000000000000000000000000000000000000000000000000000000000000000000000000000000000000000000000000000000000000000000000000000000000000000000000000000000000000000000000000000000000000000000000000000000000000000000000000000000000000000000000000000000000000000000000000000000000000000000000000000000000000000000000000000000000000000000000000000000000000000000000000000000000000000000000000000000000000000000000000000000000000000000000000000000000000000000000000000000000000000000000000000000000000000000000000000000000000000000000000000000000000000000000000000000000000000000000000000000000000000000000000000000000000000000000000000000000000000000000000000000000000000000000000000000000000000000000000000000000000000000000000000000000000000000000000000000000000000000000000000000000000000000000000000000000000000000000000000000000000000000000000000000000000000000000000000000000000000000000000000000000000000000000000000000000000000000000000000000000000000000000000000000000000000000000000000000000000000000000000000000000000000000000000000000000000000000000000000000000000000000000000000000000000000000000000000000000000000000000000000000000000000000000000000000000000000000000000000000000000000000000000000000000000000000000000000000000000000000000000000000000000000000000000000000000000000000000000000000000000000000000000000000000000000000000000000000000000000000000000000000000000000000000000000000000000000000000000000000000000000000000000000000000000000000000000000000000000000000000000000000000000000000000000000000000000000000000000000000000000000000000000000000000000000000000000000000000000000000000000000000000000000000000000000000000000000000000000000000000000000000000000000000000000000000000000000000000000000000000000000000000000000000000000000000000000000000000000000000000000000000000000000000000000000000000000000000000000000000000000000000000000000000000000000000000000000000000000000000000000000000000000000000000000000000000000000000000000000000000000000000000000000000000000000000000000000000000000000000000000000000000000000000000000000000000000000000000000000000000000000000000000000000000000000000000000000000000000000000000000000000000000FFFFFFFF2B2C6B4D06000000000000000000000000000000000000000000000041414353000010000000000001000000000000400200000000000000000000000000000000000000000000000000000000000000000000000000000000000000000000000000000000000000000000000000000000000000000000000000000000000000000000000000000000000000000000000000000000000000000000007700000087000000FDBD000007010000789CE3E4B4F1CC4BCB77C94F5670CE2FA80CCA4CCF28B15502318B404C054767674785E2FCB492F2C4A2548560BD023D473D25859002A0065B254310CBAD2817A8434921ACA838CF56C9D8584921B828D92F17240464404495149C73536C950C9414DC72F272C17A81CCF462B011FA76BC5C001E882754000000000000000000000000000000000000000000000000000000000000000000000000000000000000000000000000000000000000000000000000000000000000000000000000000000000000000000000000000000000000000000000000000000000000000000000000000000000000000000000000000000000000000000000000000000000000000000000000000000000000000000000000000000000000000000000000000000000000000000000000000000000000000000000000000000000000000000000000000000000000000000000000000000000000000000000000000000000000000000000000000000000000000000000000000000000000000000000000000000000000000000000000000000000000000000000000000000000000000000000000000000000000000000000000000000000000000000000000000000000000000000000000000000000000000000000000000000000000000000000000000000000000000000000000000000000000000000000000000000000000000000000000000000000000000000000000000000000000000000000000000000000000000000000000000000000000000000000000000000000000000000000000000000000000000000000000000000000000000000000000000000000000000000000000000000000000000000000000000000000000000000000000000000000000000000000000000000000000000000000000000000000000000000000000000000000000000000000000000000000000000000000000000000000000000000000000000000000000000000000000000000000000000000000000000000000000000000000000000000000000000000000000000000000000000000000000000000000000000000000000000000000000000000000000000000000000000000000000000000000000000000000000000000000000000000000000000000000000000000000000000000000000000000000000000000000000000000000000000000000000000000000000000000000000000000000000000000000000000000000000000000000000000000000000000000000000000000000000000000000000000000000000000000000000000000000000000000000000000000000000000000000000000000000000000000000000000000000000000000000000000000000000000000000000000000000000000000000000000000000000000000000000000000000000000000000000000000000000000000000000000000000000000000000000000000000000000000000000000000000000000000000000000000000000000000000000000000000000000000000000000000000000000000000000000000000000000000000000000000000000000000000000000000000000000000000000000000000000000000000000000000000000000000000000000000000000000000000000000000000000000000000000000000000000000000000000000000000000000000000000000000000000000000000000000000000000000000000000000000000000000000000000000000000000000000000000000000000000000000000000000000000000000000000000000000000000000000000000000000000000000000000000000000000000000000000000000000000000000000000000000000000000000000000000000000000000000000000000000000000000000000000000000000000000000000000000000000000000000000000000000000000000000000000000000000000000000000000000000000000000000000000000000000000000000000000000000000000000000000000000000000000000000000000000000000000000000000000000000000000000000000000000000000000000000000000000000000000000000000000000000000000000000000000000000000000000000000000000000000000000000000000000000000000000000000000000000000000000000000000000000000000000000000000000000000000000000000000000000000000000000000000000000000000000000000000000000000000000000000000000000000000000000000000000000000000000000000000000000000000000000000000000000000000000000000000000000000000000000000000000000000000000000000000000000000000000000000000000000000000000000000000000000000000000000000000000000000000000000000000000000000000000000000000000000000000000000000000000000000000000000000000000000000000000000000000000000000000000000000000000000000000000000000000000000000000000000000000000000000000000000000000000000000000000001100000031CAE22D01000073696F6E6500000000BEB3E5773CF21200A3B4E5770A000000FD0B00000000000000672F36CFBAC50100E2C1013FBDC50100E2C1013FBDC50100000000010000000000000000000000000000000000000000000000000000000000000000000000000000000000000000000000000000000000000000000000000000000000000000000000000000000000000000000000000000000000000000000000000000000000000000000000000000000000000000000000000000000000000000000000000000000000000000000000000000000000000000000000000000000000000000000000000000000000000000000000000000004461746947656E6572616C692E786D6C00000000000000000000000000000000000000000000000000000000000000000000000000000000000000000000000000000000000000000000000000000000000000000000000000000000000000000000000000000000000000000000000000000000000000000000000000000000000000000000000000000000000000000000000000000000000000000000000000000000000000000000000000000000000000000000000000000000000000000000000000000000000000000000000000000000000000000000000000000000000000000000000000000000000000000000000000000000000000000000000000000000000000000000000000000000000000000000000000000000000000000D000000E20100000000000000672F36CFBAC50100672F36CFBAC50100156BDA3EBDC5010000000001000000000000000000000000000000000000000000000000000000000000000000000000000000000000000000000000000000000000000000000000000000000000000000000000000000000000000000000000000000000000000000000000000000000000000000000000000000000000000000000000000000000000000000000000000000000000000000000000000000000000000000000000000000000000000000000000000000000000000000000000000000436F6C6C656374696F6E45502E786D6C00000000000000000000000000000000000000000000000000000000000000000000000000000000000000000000000000000000000000000000000000000000000000000000000000000000000000000000000000000000000000000000000000000000000000000000000000000000000000000000000000000000000000000000000000000000000000000000000000000000000000000000000000000000000000000000000000000000000000000000000000000000000000000000000000000000000000000000000000000000000000000000000000000000000000000000000000000000000000000000000000000000000000000000000000000000000000000000000000000000000000000F000000B70000000000000000672F36CFBAC50100672F36CFBAC50100156BDA3EBDC5010000000001000000000000000000000000000000000000000000000000000000000000000000000000000000000000000000000000000000000000000000000000000000000000000000000000000000000000000000000000000000000000000000000000000000000000000000000000000000000000000000000000000000000000000000000000000000000000000000000000000000000000000000000000000000000000000000000000000000000000000000000000000000436F6C6C656374696F6E56432E786D6C0000000000000000000000000000000000000000000000000000000000000000000000000000000000000000000000000000000000000000000000000000000000000000000000000000000000000000000000000000000000000000000000000000000000000000000000000000000000000000000000000000000000000000000000000000000000000000000000000000000000000000000000000000000000000000000000000000000000000000000000000000000000000000000000000000000000000000000000000000000000000000000000000000000000000000000000000000000000000000000000000000000000000000000000000000000000000000000000000000000000000000000000000000000000000000000000000000000000000000000000000000000000000000000000000000000000000000000000000000000000000000000000000000000000000000000000000000000000000000000000000000000000000000000000000000000000000000000000000000000000000000000000000000000000000000000000000000000000000000000000000000000000000000000000000000000000000000000000000000000000000000000000000000000000000000000000000000000000000000000000000000000000000000000000000000000000000000000000000000000000000000000000000000000000000000000000000000000000000000000000000000000000000000000000000000000000000000000000000000000000000000000000000000000000000000000000000000000000000000000000000000000000000000000000000000000000000000000000000000000000000000000000000000000000000000000000000000000000000000000000000000000000000000000000000000000000000000000000000000000000000000000000000000000000000000000000000000000000000000000000000000000000000000000000000000000000000000000000000000000000000000FFFFFFFF07000000050000000100000000000000A4719F0140F11200B27510010B0000000C00000000000000000000000000000000000000000000000000000000000000000000000000000000000000000000000000000000000000000000000000000000000000000000000000000000000000000000000000000000000000000000000000000000000000000000000000000000000000000000000000000000000000000000000000000000000000000000000000000000000000000000000000000000000000000000000000000000000000000000000000000000000000000000000000000000000000000000000000000000000000000000000000000000000000000000000000000000000000000000000000000000000000000000000000000000000000000000000000000000000000000000000000000000000000000000000000000000000000000000000000000000000000000000000000000000000000000000000000000000000000000000000000000000000000000000000000000000000000000000000000000000000000000000000000000000000000000000000000000000000000000000000000000000000000000000000000000000000000000000000000000000000000000000000000000000000000000000000000000000000000000000000000000000000000000000000000000000000000000000000000000000000000000000000000000000000000000000000000000000000000000000000000000000000000000000000000000000000000000000000000000000000000000000000000000000000000000000000000000000000000000000000000000000000000000000000000000000000000000000000000000000000000000000000000000000000000000000000000000000000000000000000000000000000000000000000000000000000000000000000000000000000000000000000000000000000000000000000000000000000000000000000000000000000000000000000000000000000000000000000000000000000000000000000000000000000000000000000000000000000000000000000000000000000000000000000000000000000000000000000000000000000000000000000000000000000000000000000000000000000000000000000000000000000000000000000000000000000000000000000000000000000000000000000000000000000000000000000000000000000000000000000000000000000000000000000000000000000000000000000000000000000000000000000000000000000000000000000000000000000000000000000000000000000000000000000000000000000000000000000000000000000000000000000000000000000000000000000000000000000000000000000000000000000000000000000000000000000000000000000000000000000000000000000000000000000000000000000000000000000000000000000000000000000000000000000000000000000000000000000000000000000000000000000000000000000000000000000000000000000000000000000000000000000000000000000000000000000000000000000000000000000000000000000000000000000000000000000000000000000000000000000000000000000000000000000000000000000000000000000000000000000000000000000000000000000000000000000000000000000000000000000000000000000000000000000000000000000000000000000000000000000000000000000000000000000000000000000000000000000000000000000000000000000000000000000000000000000000000000000000000000000000000000000000000000000000000000000000000000000000000000000000000000000000000000000000000000000000000000000000000000000000000000000000000000000000000000000000000000000000000000000000000000000000000000000000000000000000000000000000000000000000000000000000000000000000000000000000000000000000000000000000000000000000000000000000000000000000000000000000000000000000000000000000000000000000000000000000000000000000000000000000000000000000000000000000000000000000000000000000000000000000000000000000000000000000000000000000000000000000000000000000000000000000000000000000000000000000000000000000000000000000000000000000000000000000000000000000000000000000000000000000000000000000000000000000000000000000000000000000000000000000000000000000000000000000000000000000000000000000000000000000000000000000000000000000000000000000000000000000000000000000000000000000000000000000000000000000000000000000000000000000000000000000000000000000000000000000000000000000000000000000000000000000000000000000000000000000000000000000000000000000000000000000000000000000000000000000000000000000000000000000000000000000000000000000000000000000000000000000000000000000000000000000000000000000000000000000000000000000000000000000000000000000000000000000000000000000000000000000000000000000000000000000000000000000000000000000000000000000000000000000000000000000000000000000000000000000000000000000FFFFFFFFD4F3018E06000000000000000000000000000000000000000000000041414353000010000000000001000000000000400200000000000000000000000000000000000000000000000000000000000000000000000000000000000000000000000000000000000000000000000000000000000000000000000000000000000000000000000000000000000000000000000000000000000000000000006D0B00003D310000DBEE0000FD0B0000789CED5B5B6FDB38167E9E05F63F70B3C56083ED389673693C6D06D048722AC0B7488E0BF48D9668975889D450B43B08F263E675DEF6376CFFD81E92BADACEA6DE99495360F2509314CFED3B87878794FACD1B174B7A4D181138A13FA0BFFEE59B37EE75730C4D3221C5D5D1119A8A682AEEAE8EBA47C8499919D9B0483526AB95FA71789AAA5F3FCD446E264820572D379F89A56AFC6044383C49482429670E8B7276A2874FDAA28BA9376B1C0BEE459CF194461C8DC58489908260EBF4087A619ABA797675D4EBEFE17EE3A9A16FDEF892A4371E7209E8858F95865C488E322250F22DCE78FE9AE4245ADF01094131017234C41B2EB01AA1E81F11079B08CBE986EBC78686EEB2C152AE71C986A229C5401E53040AAF05B9BBC3C7061FA9C0188834B93ABAF746F747E86457511BA5345F0B5C51742B92F9F0BEFB004DC445C60F21F1192206DD8324EDDA110EEF5F249491177BE787101D98EDD36C10DCBF98F53A9DD9F97ECA43252DF63AF851CFFCE998BD8EE98363ACDEEFE399E81829690461403E07AFD07AC56194CBC23F38CB702231934439F0FBCF774C641D9B754B11ADC17B8960ED6E682EF56826F88A48C95F2212239247C93A8738C0E59A36B20FF253D43B46014D28C840388A889038250CA4119017E31565F42076A7C7C8063CA288167C30CAD68B4542238A72223600DA41FCCEF47A28203888F21C34897E5AD3D24F58108238A269CA1760F041BC2E14AF089CCA99368BABC517ADC1BA127A640BD9E95DA0A8738612B25A11C4FEF36F6475FB27FDB38344BD8230CB20A123492246A30F040992C0CEB2010BBE2F03C0C4DA4B251E049188E439161466489848E5A75F54D42434A50C86C195A06DBECE745A79891867D1874FBF02312C6B2E625AD96422B9CC292AE09638D7D4FBE442842E096C2C7786BF71AE7EA65608B0D0B02726A4215E0F9157EF68C030CFC1F92007A315E582C1F60A7B2CD20A48AC7C09069B69C0A99126639A1116AB283CC80397A5075402AE11551EE72C5F275A13DEC4F420F6FD63E46D40A9B5AA50F24A10ECD2909873BD65AFE83AA611960256CD41BCAD6E53F772E129ED01470E2154AC2488023581C33F6A6148B5B820D40E9365B5706AE60E8026C10BA84024B89E83A73644D0A50EE62AAA0B4D884A5F28C219951CC29C2B4420774078C5AD9CF61200826859C7BC60C1BFC30018031642AD8EE604C8C552555B3AE6A40ABE0AEF620E2DC568C30FC41832A63FB77506AEF82A39903161E706930E6177E82EF4C886675DC08ED7BBFCDC1DCF0559F1C3C26693993DF41E9275F1E29F50FAF4FF6F59AA66DEAE76D5D856D1AC87DD6B5315D1802ED44257DC6D1941E96C75ACB3B37EF7BCFBEAB2777AD9BBF47A67505A4F59722DA0D0EF77FADD6EF7AC77D1BF3CEB9DF7CFBDEF4EAD73A8BC39F0D175F8122739386C96252B3BCBB48DAA3D592E753BF41DBE5C8E6535F13627F6F06656F59D349B8BFCB45B0D14EAD686F9418D8E1F203FD68C3548D3623B0799DCE01B2C723B65A60D268E7251361D91954D2F6269D9D646284579EAD2BC9A02FA3BC1B4D11BF961A3E739E351D51D0C2A194C0AD9E854325904403444367843AFC11B7A9E53683748565E0C0655D0C051C7721789B13FCF7A8DB615CAE2AC95597E61BF6AFF98B08A7C4FD0186CD5583B3C769CA02DABFDA0BBC607CE643C0BECD96C02E067C571D1950512A7DD13AB77625DF6FB5BF8B83258B51F8FD380E893E47015E8DF3DEA565A98832A4193E5B61487E55B8C7D7637DC88F618C4B69747E6407B9BC87477C680ED230AB35CD3C0C9B36C6D5CA939B4E7EE0068BB953D4AF39DE7B30CE4D500EB6E23D643E5538C46C5D10346BC5C270760867D46B750700B981D1E0FF2E200CF64528EA91108489F99D81FB993B2A946D3AC1A2D9A27FB14B39A8A39E67CF31CF4EAD57A4141E45587A82FA15B3B7C2B1FB73C1F660ECE6A437477DBF3DF26F235832275CDF0B72BF9FACB18B3AD5F2300A03412CB847FFC328AB551AEF06C27B026C6CF1BE1678EEF3E74C3453B8617CF1BE15ABF678A7185E74EA6686CC2BAFB9C51AEF47BAE2897786E658A66A1F3AC117EE6F8EE43574576338617CF1BE15ABF678A7185670BE5B1486B1BA08366EA7A805F1D8D27C1084E98BE12701B78EFDFDBE8DA1B7B813DF4D5A92E25704256B7409D15619DA28C6D38F4034DE216EF72A474616114E01250688DB9483112545D6E01407FDB466CAB528F27AEE63258E54D7BF72AF0E6A4B0EDB30D9DDAC1CC7726433BD8B235C3E2ABB6D5761C6F36B3DFFB93B1873C74730BDE9CD9C5BDAAEBF96864CFBCC06FF8F8465DBAC84FBF7CCD568F266ECB4E1F79A1E7DC6A144A3BBDEA1AF46BB6541FB127C3215888207E87F6AD5B79D2292EE4BE66FBAAB53AF2C3DBC06E79D09C78EFBEEAF5A92E9638A30B9A90D22C35F4A74D5FD4A6F63E5A0EBAD7B694D429DF8CA8DBA1E148EFFED00A9CB21506E63A4F35ED61D99C47C351DDAEA74C57F5F874558CABDBB2E9AABCAC8427BEBAF02DB99D94DAA8D73539456196DFAAC2418A35000EBD6B063DEB0C2865A228C17A0BE8264CD851141A110E5BDE28FE96D539BDB76AA6309F62F5A2C1A552FFFFFFFF466F5B4D06000000E4B39F0180F112006F17340102000000A0719F0101AA2EC962F57D0790E04CFF940FAAEF3CA6FE460FCC48A27E06F867F5E3A5982685F786F4212739B99C1417B12C8AEF6622CF8CD5E5D71CDDFF65D240A4A5F50D6080138DD5AB24A88F7E2B1E539CE71FB988D134FF38C988F9C025FF383281F963127959D1807454B420608A562853FDB8E406C1B3A4ABEA4DDA747D7574D9E9A9F717C34613ABCBF553D57C9B55CD1997374ABF2E4CB214F877B7ACD5D5F7DCD699E93B6C53CEB03ADD62046C3793CECD10E00445E7D5D12B23C14EE84F55C7DD8035642DB8BAEF8439678603304CA880301B48017DE0D53FBDE8F45EC1D374A157C07E53ED0D067F488C6C2106D42CC76095688AC032A5EF4CC5C82BF5C01A12368FAED51579BFE8868B796466F71AB3CF61F63B1187EB85F7B31458DFF04DC5F2E750AAD91004298A3A7907753A65F6695DBCCEEBCC63CF1BAF624049587C5CB75D7593CDF53BA86EA7DB454BCA38C2A87514A889FBADBF0739BDF78249C9C91F0FFCB1AF2EC9F7D4F0464533B60FCF1D9B06CD743AD0997420CC4B035DD92D690430F9092C56FDAA0F3C4921A95641BA43686D13BA9D61E751AA5E8B6A587C17C5561D95451E177ADA229FFBA182E7119AB36D45D5776790AB0853AF0D1F213EDFABAFFA3A22C78F125FEC4AD695977A47FBB8E857BBD4E64DFE67515F6E530744EDBEB9DAA2F40734B01E784462AABF0BD866D70EB641B5D1F98059F9D9CD0C2FD6EA2B0934E42BAE579DCA51D07E1B9BC40D7983E9BEEE8D8355DD013EC1CA32BB08B47AAAA59E0E78F152AEA41D346907AD6C3EC7EAF30B5F6D1CFAA0BDD6D1E5B1950E134FBD983B533B01D65EB413A91D02D9CF5D26B2C5C959E792A7D377686824CCA6FAE71D8DE507F00350BF2574F54131382DDB1ECC39AD7A73C7E49C19CD7848EFC83B6344A4BE21794799176BDD4E1A288AA5FE60477F43B935E64D919345495EBD857BCF795ABFD103C8ABCE3BD010D21EAC1D47CDEF9D5743D722563B904E8466C470515340AFCD942540E5994B82613E48629F4DD660E20C605D2EF13D64A54874504841310941540E405905B17F7FCBF4370EA6D6BE9FAAAF4938B2EE8F9049A7DE7400F5D0B5A031841167B0A78D53C5FB034F61DD84773A409D0402E5EF5DFD07DB224FE2B258F1651295ED5BA8331246AA3A468A7F91892CBB006A535A00DEF863650D985448020C5ACC28442166390AD5E716BFB734557E6E85C60FBBF132772079CA43A24556A16222A50CDF872345860B1D29C6BB73E729BD5B4BFBA3BDBB83F7DCD9837730FA0D78130D78307A00705D0B187D5411685AC3BA85CB96AA004DAB28000B23B47F82D153FAA796F6E4FE09467BFC638F910B81CDA22CA95C6170B1C74F894B2DEDC971B1C77B70194FF47736FA1452C012442272591AED0FE6223A679926696C2E75BCBE85CDCFE490315872516588F1E42991AEA53D39D2E349592F35777533D4FECF09FF054E4F925D000000000000000000000000000000000000000000000000000000000000000000000000000000000000000000000000000000000000000000000000000000000000000000000000000000000000000000000000000000000000000000000000000000000000000000000000000000000000000000000000000000000000000000000000000000000000000000000000000000000000000000000000000000000000000000000000000000000000000000000000000000000000000000000000000000000000000000000000000000000000000000000000000000000000000000000000000000000000000000000000000000000000000000000000000000000000000000000000000000000000000000000000000000000000000000000000000000000000000000000000000000000000000000000000000000000000000000000000000000000000000000000000000000000000000000000000000000000000000000000000000000000000000000000000000000000000000000000000000000000000000000000000000000000000000000000000000000000000000000000000000000000000000000000000000000000000000000000000000000000000000000000000000000000000000000000000000000000000000000000000000000000000000000000000000000000000000000000000000000000000000000000000000000000000000000000000000000000000000000000000000000000000000000000000000000000000000000000000000000000000000000000000000000000000000000000000000000000000000000000000000000000000000000000000000000000000000000000000000000000000000000000000000000000000000000000000000000000000000000000000000000000000000000000000000000000000000000000000000000000000000000000000000000000000000000000000000000000000000000000000000000000000000000000000000000000000000000000000000000000000000000000000000000000000000000000000000000000000000000000000000000000000000000000000000000000000000000000000000000000000000000000000000000000000000000000000000000000000000000000000000000000000000000000000000000000000000000000000000000000000000000000000000000000000000000000000000000000000000000000000000000000000000000000000000000000000000000000000000000000000000000000000000000000000000000000000000000000000000000000000000000FFFFFFFF0E000000050000000100000000000000DCB63B0258F01200B2750D010E0000000000000000000000000000000000000000000000000000000000000000000000000000000000000000000000000000000000000000000000000000000000000000000000000000000000000000000000000000000000000000000000000000000000000000000000000000000000000000000000000000000000000000000000000000000000000000000000000000000000000000000000000000000000000000000000000000000000000000000000000000000000000000000000000000000000000000000000000000000000000000000000000000000000000000000000000000000000000000000000000000000000000000000000000000000000000000000000000000000000000000000000000000000000000000000000000000000000000000000000000000000000000000000000000000000000000000000000000000000000000000000000000000000000000000000000000000000000000000000000000000000000000000000000000000000000000000000000000000000000000000000000000000000000000000000000000000000000000000000000000000000000000000000000000000000000000000000000000000000000000000000000000000000000000000000000000000000000000000000000000000000000000000000000000000000000000000000000000000000000000000000000000000000000000000000000000000000000000000000000000000000000000000000000000000000000000000000000000000000000000000000000000000000000000000000000000000000000000000000000000000000000000000000000000000000000000000000000000000000000000000000000000000000000000000000000000000000000000000000000000000000000000000000000000000000000000000000000000000000000000000000000000000000000000000000000000000000000000000000000000000000000000000000000000000000000000000000000000000000000000000000000000000000000000000000000000000000000000000000000000000000000000000000000000000000000000000000000000000000000000000000000000000000000000000000000000000000000000000000000000000000000000000000000000000000000000000000000000000000000000000000000000000000000000000000000000000000000000000000000000000000000000000000000000000000000000000000000000000000000000000000000000000000000000000000000000000000000000000000000000000000000000000000000000000000000000000000000000000000000000000000000000000000000000000000000000000000000000000000000000000000000000000000000000000000000000000000000000000000000000000000000000000000000000000000000000000000000000000000000000000000000000000000000000000000000000000000000000000000000000000000000000000000000000000000000000000000000000000000000000000000000000000000000000000000000000000000000000000000000000000000000000000000000000000000000000000000000000000000000000000000000000000000000000000000000000000000000000000000000000000000000000000000000000000000000000000000000000000000000000000000000000000000000000000000000000000000000000000000000000000000000000000000000000000000000000000000000000000000000000000000000000000000000000000000000000000000000000000000000000000000000000000000000000000000000000000000000000000000000000000000000000000000000000000000000000000000000000000000000000000000000000000000000000000000000000000000000000000000000000000000000000000000000000000000000000000000000000000000000000000000000000000000000000000000000000000000000000000000000000000000000000000000000000000000000000000000000000000000000000000000000000000000000000000000000000000000000000000000000000000000000000000000000000000000000000000000000000000000000000000000000000000000000000000000000000000000000000000000000000000000000000000000000000000000000000000000000000000000000000000000000000000000000000000000000000000000000000000000000000000000000000000000000000000000000000000000000000000000000000000000000000000000000000000000000000000000000000000000000000000000000000000000000000000000000000000000000000000000000000000000000000000000000000000000000000000000000000000000000000000000000000000000000000000000000000000000000000000000000000000000000000000000000000000000000000000000000000000000000000000000000000000000000000000000000000000000000000000000000000000000000000000000000000000000000000000000000000000000000000000000000000000000000000000000000000000000000000000000000000000000000000000000000000000000000000000000000000000000000000000000000000000000000000000000000000000000000000000000000000000000000FFFFFFFF945A006F060000000000000000000000000000000000000000000000414143530000100000000000010000000000004002000000000000000000000000000000000000000000000000000000000000000000000000000000000000000000000000000000000000000000000000000000000000000000000000000000000000000000000000000000000000000000000000000000000000000000000052010000990200006E970000E2010000789C6D92CB6E83301045D7A9D47F20FC0081BCA550290122596A121268F7601C64096C6ABB59F4EBEB07AEB3E86A8EEF0CC3CCB527BB84761D82025392E55E42BF89004DEC47BEF7F6FA3299EC8040BD4C8026CBB55AB27BECFBDE9E091552C46F58967F52883C8639628F4A54D3E954A7326E8B0EECF16FD1073971A66A72F613C6FE4C4364616E616161A92121F7ABEE7C15396B8D449B63C591124B3CD0F707D332688A21A986911D15B5E55BCD753CB6322ED72BA9C00E8EFF3B2321A84957758D4D652A878FFDF92C08A320DC6CB7AADF99F5E1D85A62E470EE70E170E970E570ED70330E0089E8E45816ADF90D03046907407349CD67D28103C34DAB3D00653F641C993D40D17629166A6A7938567D0129517BC95DF810561688594F12FF23ACE9D051088D11CADD1B67A662DFE12F7B35F6264EE9459E9ED0995880041068531603F5D076C1F33B94CA2FEC20B8E3000000000000000000000000000000000000000000000000000000000000000000000000000000000000000000000000000000000000000000000000000000000000000000000000000000000000000000000000000000000000000000000000000000000000000000000000000000000000000000000000000000000000000000000000000000000000000000000000000000000000000000000000000000000000000000000000000000000000000000000000000000000000000000000000000000000000000000000000000000000000000000000000000000000000000000000000000000000000000000000000000000000000000000000000000000000000000000000000000000000000000000000000000000000000000000000000000000000000000000000000000000000000000000000000000000000000000000000000000000000000000000000000000000000000000000000000000000000000000000000000000000000000000000000000000000000000000000000000000000000000000000000000000000000000000000000000000000000000000000000000000000000000000000000000000000000000000000000000000000000000000000000000000000000000000000000000000000000000000000000000000000000000000000000000000000000000000000000000000000000000000000000000000000000000000000000000000000000000
00000000000000000000000000000000000000000000000000000000000000000000000000000000000000000000000000000000000000000000000000000000000000000000000000000000000000000000000000000000000000000000000000000000000000000000000000000000000000000000000000000000000000000000000000000000000000000000000000000000000000000000000000000000000000000000000000000000000000000000000000000000000000000000000000000000000000000000000000000000000000000000000000000000000000000000000000000000000000000000000000000000000000000000000000000000000000000000000000000000000000000000000000000000000000000000000000000000000000000000000000000000000000000000000000000000000000000000000000000000000000000000000000000000000000000000000000000000000000000000000000000000000000000000000000000000000000000000000000000000000000000000000000000000000000000000000000000000000000000000000000000000000000000000000000000000000000000000000000000000000000000000000000000000000000000000000000000000000000000000000000000000000000000000000000000000000000000000000000000000000000000000000000000000000000000000000000000000000000000000000000000000000000000000000000000000000000000000000000000000000000000000000000000000000000000000000000000000000000000000000000000000000000000000000000000000000000000000000000000000000000000000000000000000000000000000000000000000000000000000000000000000000000000000000000000000000000000000000000000000000000000000000000000000000000000000000000000000000000000000000000000000000000000000000000000000000000000000000000000000000000000000000000000000000000000000000000000000000000000000000000000000000000000000000000000000000000000000000000000000000000000000000000000000000000000000000000000000000000000000000000000000000000000000000000000000000000000000000000000000000000000000000000000000000000000000000000000000000000000000000000000000000000000000000000000000000000000000000000000000000000000000000000000000000000000000000000000000000000000000000000000000000000000000000000000000000000000000000000000000000000000000000000000000FFFFFFFF10000000050000000100000000000000F8DB3B0258F01200B2750D01100000000000000000000000000000000000000000000000000000000000000000000000000000000000000000000000000000000000000000000000000000000000000000000000000000000000000000000000000000000000000000000000000000000000000000000000000000000000000000000000000000000000000000000000000000000000000000000000000000000000000000000000000000000000000000000000000000000000000000000000000000000000000000000000000000000000000000000000000000000000000000000000000000000000000000000000000000000000000000000000000000000000000000000000000000000000000000000000000000000000000000000000000000000000000000000000000000000000000000000000000000000000000000000000000000000000000000000000000000000000000000000000000000000000000000000000000000000000000000000000000000000000000000000000000000000000000000000000000000000000000000000000000000000000000000000000000000000000000000000000000000000000000000000000000000000000000000000000000000000000000000000000000000000000000000000000000000000000000000000000000000000000000000000000000000000000000000000000000000000000000000000000000000000000000000000000000000000000000000000000000000000000000000000000000000000000000000000000000000000000000000000000000000000000000000000000000000000000000000000000000000000000000000000000000000000000000000000000000000000000000000000000000000000000000000000000000000000000000000000000000000000000000000000000000000000000000000000000000000000000000000000000000000000000000000000000000000000000000000000000000000000000000000000000000000000000000000000000000000000000000000000000000000000000000000000000000000000000000000000000000000000000000000000000000000000000000000000000000000000000000000000000000000000000000000000000000000000000000000000000000000000000000000000000000000000000000000000000000000000000000000000000000000000000000000000000000000000000000000000000000000000000000000000000000000000000000000000000000000000000000000000000000000000000000000000000000000000000000000000000000000000000000000000000000000000000000000000000000000000000000000000000000000000000000000000000000000000000000000000000000000000000000000000000000000000000000000000000000000000000000000000000000000000000000000000000000000000000000000000000000000000000000000000000000000000000000000000000000000000000000000000000000000000000000000000000000000000000000000000000000000000000000000000000000000000000000000000000000000000000000000000000000000000000000000000000000000000000000000000000000000000000000000000000000000000000000000000000000000000000000000000000000000000000000000000000000000000000000000000000000000000000000000000000000000000000000000000000000000000000000000000000000000000000000000000000000000000000000000000000000000000000000000000000000000000000000000000000000000000000000000000000000000000000000000000000000000000000000000000000000000000000000000000000000000000000000000000000000000000000000000000000000000000000000000000000000000000000000000000000000000000000000000000000000000000000000000000000000000000000000000000000000000000000000000000000000000000000000000000000000000000000000000000000000000000000000000000000000000000000000000000000000000000000000000000000000000000000000000000000000000000000000000000000000000000000000000000000000000000000000000000000000000000000000000000000000000000000000000000000000000000000000000000000000000000000000000000000000000000000000000000000000000000000000000000000000000000000000000000000000000000000000000000000000000000000000000000000000000000000000000000000000000000000000000000000000000000000000000000000000000000000000000000000000000000000000000000000000000000000000000000000000000000000000000000000000000000000000000000000000000000000000000000000000000000000000000000000000000000000000000000000000000000000000000000000000000000000000000000000000000000000000000000000000000000000000000000000000000000000000000000000000000000000000000000000000000000000000000000000000000000000000000000000000000000000000000000000000000000000000000000000000000000000000000000000000000000000000000000000000000000000000000000000000000000000000000000000000000000000000000000000FFFFFFFF6417F7A20600000000000000000000000000000000000000000000004141435300001000000000000100000000000040020000000000000000000000000000000000000000000000000000000000000000000000000000000000000000000000000000000000000000000000000000000000000000000000000000000000000000000000000000000000000000000000000000000000000000000000270000001F00000029530000B7000000789CE3B471CECFC9494D2EC9CCCF0B735670CE2FCD2BF14CB155325452D0B7E3E50200A29109170000000000000000000000000000000000000000000000000000000000000000000000000000000000000000000000000000000000000000000000000000000000000000000000000000000000000000000000000000000000000000000000000000000000000000000000000000000000000000000000000000000000000000000000000000000000000000000000000000000000000000000000000000000000000000000000000000000000000000000000000000000000000000000000000000000000000000000000000000000000000000000000000000000000000000000000000000000000000000000000000000000000000000000000000000000000000000000000000000000000000000000000000000000000000000000000000000000000000000000000000000000000000000000000000000000000000000000000000000000000000000000000000000000000000000000000000000000000000000000000000000000000000000000000000000000000000000000000000000000000000000000000000000000000000000000000000000000000000000000000000000000000000000000000000000000000000000000000000000000000000000000000000000000000000000000000000000000000000000000000000000000000000000000000000000000000000000000000000000000000000000000000000000000000000000000000000000000000000000000000000000000000000000000000000000000000000000000000000000000000000000000000000000000000000000000000000000000000000000000000000000000000000000000000000000000000000000000000000000000000000000000000000000000000000000000000000000000000000000000000000000000000000000000000000000000000000000000000000000000000000000000000000000000000000000000000000000000000000000000000000000000000000000000000000000000000000000000000000000000000000000000000000000000000000000000000000000000000000000000000000000000000000000000000000000000000000000000000000000000000000000000000000000000000000000000000000000000000000000000000000000000000000000000000000000000000000000000000000000000000000000000000000000000000000000000000000000000000000000000000000000000000000000000000000000000000000000000000000000000000000000000000000000000000000000000000000000000000000000000000000000000000000000000000000000000000000000000000000000000000000000000000000000000000000000000000000000000000000000000000000000000000000000000000000000000000000000000000000000000000000000000000000000000000000000000000000000000000000000000000000000000000000000000000000000000000000000000000000000000000000000000000000000000000000000000000000000000000000000000000000000000000000000000000000000000000000000000000000000000000000000000000000000000000000000000000000000000000000000000000000000000000000000000000000000000000000000000000000000000000000000000000000000000000000000000000000000000000000000000000000000000000000000000000000000000000000000000000000000000000000000000000000000000000000000000000000000000000000000000000000000000000000000000000000000000000000000000000000000000000000000000000000000000000000000000000000000000000000000000000000000000000000000000000000000000000000000000000000000000000000000000000000000000000000000000000000000000000000000000000000000000000000000000000000000000000000000000000000000000000000000000000000000000000000000000000000000000000000000000000000000000000000000000000000000000000000000000000000000000000000000000000000000000000000000000000000000000000000000000000000000000000000000000000000000000000000000000000000000000000000000000000000000000000000000000000000000000000000000000000000000000000000000000000000000000000000000000000000000000000000000000000000000000000000000000000000000000000000000000000000000000000000000000000000000000000000000000000000000000000000000000000000000000000000000000000000000000000000000000000000000000000000000000000000000000000000000000000000000000000000000000000000000000000000000000000000000000000000000000000000000000000000000000000000000000000000000000000000000000000000000001100000049141C1001000073696F6E6500000000BEB3E5773CF21200A3B4E57712000000B70000000000000000672F36CFBAC50100672F36CFBAC50100156BDA3EBDC5010000000001000000000000000000000000000000000000000000000000000000000000000000000000000000000000000000000000000000000000000000000000000000000000000000000000000000000000000000000000000000000000000000000000000000000000000000000000000000000000000000000000000000000000000000000000000000000000000000000000000000000000000000000000000000000000000000000000000000000000000000000000000000436F6C6C656374696F6E4F442E786D6C000000000000000000000000000000000000000000000000000000000000000000000000000000000000000000000000000000000000000000000000000000000000000000000000000000000000000000000000000000000000000000000000000000000000000000000000000000000000000000000000000000000000000000000000000000000000000000000000000000000000000000000000000000000000000000000000000000000000000000000000000000000000000000000000000000000000000000000000000000000000000000000000000000000000000000000000000000000000000000000000000000000000000000000000000000000000000000000000000000000000000014000000F81400000000000000672F36CFBAC50100672F36CFBAC50100156BDA3EBDC5010000000001000000000000000000000000000000000000000000000000000000000000000000000000000000000000000000000000000000000000000000000000000000000000000000000000000000000000000000000000000000000000000000000000000000000000000000000000000000000000000000000000000000000000000000000000000000000000000000000000000000000000000000000000000000000000000000000000000000000000000000000000000000436F6C6C656374696F6E53542E786D6C00000000000000000000000000000000000000000000000000000000000000000000000000000000000000000000000000000000000000000000000000000000000000000000000000000000000000000000000000000000000000000000000000000000000000000000000000000000000000000000000000000000000000000000000000000000000000000000000000000000000000000000000000000000000000000000000000000000000000000000000000000000000000000000000000000000000000000000000000000000000000000000000000000000000000000000000000000000000000000000000000000000000000000000000000000000000000000000000000000000000000000000000000000000000000000000000000000000000000000000000000000000000000000000000000000000000000000000000000000000000000000000000000000000000000000000000000000000000000000000000000000000000000000000000000000000000000000000000000000000000000000000000000000000000000000000000000000000000000000000000000000000000000000000000000000000000000000000000000000000000000000000000000000000000000000000000000000000000000000000000000000000000000000000000000000000000000000000000000000000000000000000000000000000000000000000000000000000000000000000000000000000000000000000000000000000000000000000000000000000000000000000000000000000000000000000000000000000000000000000000000000000000000000000000000000000000000000000000000000000000000000000000000000000000000000000000000000000000000000000000000000000000000000000000000000000000000000000000000000000000000000000000000000000000000000000000000000000000000000000000000000000000000000000000000000000000000000000000000000000000000000000000000000000000000000000000000000000000000000000000000000000000000000000000000000000000000000000000000000000000000000000000000000000000000000000000000000000000000000000000000000000000000000000000000000000000000000000000000000000000000000000000000000000000000000000000000000000000000000000000000000000000000000000000000000000000000000000000000000000000000000000000000000000000000000000000000000000000000000000000000000000000000000000000000000000000000000000000000000000000000000000000000000000000000000000000000000000000000000000000000000000000000000000000000000000000000000000000000000000000000000000000000000000000000000000000000000000000000000000000000000000000000000000000000000000000000000000000000000000000000000000000000000000000000000000000000000000000000000000000000000000000000000000000000000000000000000000000000000000000000000000000000000000000000000000000000000000000000000000000000000000000000000000000000000000000000000000000000000000000000000000000000000000000000000000000000000000000000000000000000000000FFFFFFFF1300000005000000010000000000000084B43D0258F01200B2750D01130000000000000000000000000000000000000000000000000000000000000000000000000000000000000000000000000000000000000000000000000000000000000000000000000000000000000000000000000000000000000000000000000000000000000000000000000000000000000000000000000000000000000000000000000000000000000000000000000000000000000000000000000000000000000000000000000000000000000000000000000000000000000000000000000000000000000000000000000000000000000000000000000000000000000000000000000000000000000000000000000000000000000000000000000000000000000000000000000000000000000000000000000000000000000000000000000000000000000000000000000000000000000000000000000000000000000000000000000000000000000000000000000000000000000000000000000000000000000000000000000000000000000000000000000000000000000000000000000000000000000000000000000000000000000000000000000000000000000000000000000000000000000000000000000000000000000000000000000000000000000000000000000000000000000000000000000000000000000000000000000000000000000000000000000000000000000000000000000000000000000000000000000000000000000000000000000000000000000000000000000000000000000000000000000000000000000000000000000000000000000000000000000000000000000000000000000000000000000000000000000000000000000000000000000000000000000000000000000000000000000000000000000000000000000000000000000000000000000000000000000000000000000000000000000000000000000000000000000000000000000000000000000000000000000000000000000000000000000000000000000000000000000000000000000000000000000000000000000000000000000000000000000000000000000000000000000000000000000000000000000000000000000000000000000000000000000000000000000000000000000000000000000000000000000000000000000000000000000000000000000000000000000000000000000000000000000000000000000000000000000000000000000000000000000000000000000000000000000000000000000000000000000000000000000000000000000000000000000000000000000000000000000000000000000000000000000000000000000000000000000000000000000000000000000000000000000000000000000000000000000000000000000000000000000000000000000000000000000000000000000000000000000000000000000000000000000000000000000000000000000000000000000000000000000000000000000000000000000000000000000000000000000000000000000000000000000000000000000000000000000000000000000000000000000000000000000000000000000000000000000000000000000000000000000000000000000000000000000000000000000000000000000000000000000000000000000000000000000000000000000000000000000000000000000000000000000000000000000000000000000000000000000000000000000000000000000000000000000000000000000000000000000000000000000000000000000000000000000000000000000000000000000000000000000000000000000000000000000000000000000000000000000000000000000000000000000000000000000000000000000000000000000000000000000000000000000000000000000000000000000000000000000000000000000000000000000000000000000000000000000000000000000000000000000000000000000000000000000000000000000000000000000000000000000000000000000000000000000000000000000000000000000000000000000000000000000000000000000000000000000000000000000000000000000000000000000000000000000000000000000000000000000000000000000000000000000000000000000000000000000000000000000000000000000000000000000000000000000000000000000000000000000000000000000000000000000000000000000000000000000000000000000000000000000000000000000000000000000000000000000000000000000000000000000000000000000000000000000000000000000000000000000000000000000000000000000000000000000000000000000000000000000000000000000000000000000000000000000000000000000000000000000000000000000000000000000000000000000000000000000000000000000000000000000000000000000000000000000000000000000000000000000000000000000000000000000000000000000000000000000000000000000000000000000000000000000000000000000000000000000000000000000000000000000000000000000000000000000000000000000000000000000000000000000000000000000000000000000000000000000000000000000000000000000000000000000000000000000000000000000000000000000000000000000000000000000000000000000000000000000000000000000000000000000000000000000000000000000000000000000000000000FFFFFFFF463C09A60600000000000000000000000000000000000000000000004141435300001000000000000100000000000040020000000000000000000000000000000000000000000000000000000000000000000000000000000000000000000000000000000000000000000000000000000000000000000000000000000000000000000000000000000000000000000000000000000000000000000000270000001F00000083780000B7000000789CE3B471CECFC9494D2EC9CCCFF3775170CE2FCD2BF14CB155325452D0B7E3E50200A21E0911000000000000000000000000000000000000000000000000000000000000000000000000000000000000000000000000000000000000000000000000000000000000000000000000000000000000000000000000000000000000000000000000000000000000000000000000000000000000000000000000000000000000000000000000000000000000000000000000000000000000000000000000000000000000000000000000000000000000000000000000000000000000000000000000000000000000000000000000000000000000000000000000000000000000000000000000000000000000000000000000000000000000000000000000000000000000000000000000000000000000000000000000000000000000000000000000000000000000000000000000000000000000000000000000000000000000000000000000000000000000000000000000000000000000000000000000000000000000000000000000000000000000000000000000000000000000000000000000000000000000000000000000000000000000000000000000000000000000000000000000000000000000000000000000000000000000000000000000000000000000000000000000000000000000000000000000000000000000000000000000000000000000000000000000000000000000000000000000000000000000000000000000000000000000000000000000000000000000000000000000000000000000000000000000000000000000000000000000000000000000000000000000000000000000000000000000000000000000000000000000000000000000000000000000000000000000000000000000000000000000000000000000000000000000000000000000000000000000000000000000000000000000000000000000000000000000000000000000000000000000000000000000000000000000000000000000000000000000000000000000000000000000000000000000000000000000000000000000000000000000000000000000000000000000000000000000000000000000000000000000000000000000000000000000000000000000000000000000000000000000000000000000000000000000000000000000000000000000000000000000000000000000000000000000000000000000000000000000000000000000000000000000000000000000000000000000000000000000000000000000000000000000000000000000000000000000000000000000000000000000000000000000000000000000000000000000000000000000000000000000000000000000000000000000000000000000000000000000000000000000000000000000000000000000000000000000000000000000000000000000000000000000000000000000000000000000000000000000000000000000000000000000000000000000000000000000000000000000000000000000000000000000000000000000000000000000000000000000000000000000000000000000000000000000000000000000000000000000000000000000000000000000000000000000000000000000000000000000000000000000000000000000000000000000000000000000000000000000000000000000000000000000000000000000000000000000000000000000000000000000000000000000000000000000000000000000000000000000000000000000000000000000000000000000000000000000000000000000000000000000000000000000000000000000000000000000000000000000000000000000000000000000000000000000000000000000000000000000000000000000000000000000000000000000000000000000000000000000000000000000000000000000000000000000000000000000000000000000000000000000000000000000000000000000000000000000000000000000000000000000000000000000000000000000000000000000000000000000000000000000000000000000000000000000000000000000000000000000000000000000000000000000000000000000000000000000000000000000000000000000000000000000000000000000000000000000000000000000000000000000000000000000000000000000000000000000000000000000000000000000000000000000000000000000000000000000000000000000000000000000000000000000000000000000000000000000000000000000000000000000000000000000000000000000000000000000000000000000000000000000000000000000000000000000000000000000000000000000000000000000000000000000000000000000000000000000000000000000000000000000000000000000000000000000000000000000000000000000000000000000000000000000000000000000000000000000000000000000000000000000000000000000000000000000000000000000000000000000000000000000000000FFFFFFFF14000000050000000000000001000000000000000100000006000000150000001600000017000000000000000000000000000000000000000000000000000000000000000000000000000000000000000000000000000000000000000000000000000000000000000000000000000000000000000000000000000000000000000000000000000000000000000000000000000000000000000000000000000000000000000000000000000000000000000000000000000000000000000000000000000000000000000000000000000000000000000000000000000000000000000000000000000000000000000000000000000000000000000000000000000000000000000000000000000000000000000000000000000000000000000000000000000000000000000000000000000000000000000000000000000000000000000000000000000000000000000000000000000000000000000000000000000000000000000000000000000000000000000000000000000000000000000000000000000000000000000000000000000000000000000000000000000000000000000000000000000000000000000000000000000000000000000000000000000000000000000000000000000000000000000000000000000000000000000000000000000000000000000000000000000000000000000000000000000000000000000000000000000000000000000000000000000000000000000000000000000000000000000000000000000000000000000000000000000000000000000000000000000000000000000000000000000000000000000000000000000000000000000000000000000000000000000000000000000000000000000000000000000000000000000000000000000000000000000000000000000000000000000000000000000000000000000000000000000000000000000000000000000000000000000000000000000000000000000000000000000000000000000000000000000000000000000000000000000000000000000000000000000000000000000000000000000000000000000000000000000000000000000000000000000000000000000000000000000000000000000000000000000000000000000000000000000000000000000000000000000000000000000000000000000000000000000000000000000000000000000000000000000000000000000000000000000000000000000000000000000000000000000000000000000000000000000000000000000000000000000000000000000000000000000000000000000000000000000000000000000000000000000000000000000000000000000000000000000000000000000000000000000000000000000000000000000000000000000000000000000000000000000000000000000000000000000000000000000000000000000000000000000000000000000000000000000000000000000000000000000000000000000000000000000000000000000000000000000000000000000000000000000000000000000000000000000000000000000000000000000000000000000000000000000000000000000000000000000000000000000000000000000000000000000000000000000000000000000000000000000000000000000000000000000000000000000000000000000000000000000000000000000000000000000000000000000000000000000000000000000000000000000000000000000000000000000000000000000000000000000000000000000000000000000000000000000000000000000000000000000000000000000000000000000000000000000000000000000000000000000000000000000000000000000000000000000000000000000000000000000000000000000000000000000000000000000000000000000000000000000000000000000000000000000000000000000000000000000000000000000000000000000000000000000000000000000000000000000000000000000000000000000000000000000000000000000000000000000000000000000000000000000000000000000000000000000000000000000000000000000000000000000000000000000000000000000000000000000000000000000000000000000000000000000000000000000000000000000000000000000000000000000000000000000000000000000000000000000000000000000000000000000000000000000000000000000000000000000000000000000000000000000000000000000000000000000000000000000000000000000000000000000000000000000000000000000000000000000000000000000000000000000000000000000000000000000000000000000000000000000000000000000000000000000000000000000000000000000000000000000000000000000000000000000000000000000000000000000000000000000000000000000000000000000000000000000000000000000000000000000000000000000000000000000000000000000000000000000000000000000000000000000000000000000000000000000000000000000000000000000000000000000000000000000000000000000000000000000000000000000000000000000000000000000000000000000000000000000000000000000000000000000000000000000000000000000000000000000000000000000000000000000000000000000000000000000000000000000000000000000000000000000000000000000000000000000000000000000000000000000000FFFFFFFFF618F168060000000000000000000000000000000000000000000000414143530000100000000000010000000000004002000000000000000000000000000000000000000000000000000000000000000000000000000000000000000000000000000000000000000000000000000000000000000000000000000000000000000000000000000000000000000000000000000000000000000000000068140000F8720100CDDC0000F8140000789CED5DDD6EDBBA96BEDE05FA0E44500C5A4C7722D9F9DD677700D776B20D388E6BBBB9E84DA14A8C4B4096BC293A07C74F337733189CABF30867BFD82C92FAA163C79693D891EC55142DB94C524B14C98FDF22B9F8CBEFF5D0F7A92B5818F407FFF5F6CD2FBFFCDE1274D41F9096D71F7C3AB00F20D0E581F874601D90C15849064C847EF8E9A016383E8BD801B9F63A9EFAA537B8BC0AB8FBE9E0807446908033C73F20FDE9A7837348C58741FB52152483836E1AEC5DA5C1CF0315BC0CA010C127F480D47D9E0441912FBEF8874A01E19B442F080FFE31A649F8D2970F879CC13D8F02256D0743F57FA7FE935FF248C06B83C2F25D22A134BFF41B61FAC82B7E07E13BC78FE4F3C331A32A4D8346B76ECF13E94F89E0B3EFCDC95AC27767859FF9FD9C602E27C81EE604519D0BDE0AA01AED73CB94350359EF152BCEDC8C4494BC432A987B8414CE6B27A535DF9F17F6273F668573CADC862E9DD5A63DEC8BD1587E8386D021FBF4C8BA38AA58D6896C1A5D3ED50D6A22044D34EEDCBAAA584B0555613209BF5352155242F858F005BB43F54D6EB8178CE266D051C5C6AADEBA97A0A5480A97593A1C52AB5C5D874F07A1CE75C947BE6E2351DCCA798DEB9054BD9116F1C5BF853AAB1C90CFBEDBBCCF2AB5237A91FCB432A7185EB2207BE6A8732FF58C13F69D7BDACF5A0F7C98DBDBB4CDF5C63C7D5247C8D2E4D33B22FBDD874A855AF6EBCE382DA337EEB702B7CBDD4068F94CE289A83B623EAD12C6EFD4CC5E63D475866D061FFBBBFC23052A06D555FF197115D69954B5D0BBECBD84234278EFB69335F07EAD2D3F6E38FBE55BA331FCA0FBE9103E1B341EF9A62ADC92CD24F9A1C7C6A18AD5FC3F27D947F487492A08DE8CA77D3D5A34583486D7B55483D361DB08578C70350943DBB0D2CC10B1CD48C58C54D3C8A51F5A66C436231533A2F3B4AE79D6CB5AD7A16744B82B78BD3923F8F9A59DC5E5A05B0BB2783D12D78E68F71A0F459DE62013F55D5977C6431B910864AA4C32188DAF03F339EEF5EC636EB8F34062443B61E7EFDDE1606C7E6B2DEBB16C9C200A4A7EF9BD3FC8F045F79AE9914699230D330B20A792418EAD21A732073930CAD3E934459E0A228F2143E499459EB323EBECC8BEB8B82839F258C5469E545E20E8313E3D424F1AD969E8A975A0A5F9E9101E89A64F4769F3AE3B7A0039B574E4520FD28BF0AADFADD7BAB3E3846CDBD983645B3105D0338369F6B603910D69339D11C60A7FA6941901B4CB6664D459E07A53A828A3B0A305CA9648D5FEE732290B8D60502865B5128BDB405934954DA02CBA02946AA914CB892A0860820AFFAA9123C972B430CF4C49DDABAF30202E7AC6E3BFD4FD60F6E9200074847F3F1D7426A34398561C9281C3D9DD9D03330F5F61E6D1A359A0065CCEA65030D5A92BCB527F0D98F8EBBFC9358B263C2EDD5A96FECBC40984CC92431335810F897C04681FE6C801F01B721112983D393ECD932170994783A943BA94BB34109334DF631F2EADEE273197EA1C73A966CCE5D2F9F18345E1300891B5206BD91FD652707B592A47D682AC851693B5203BD99EAAC84E9EA52CB293EDEA8AEC04D9494E76727CF07029FF3863279D908F1CC1EE292EE62339594D4E70317F2BE464267131B8092EE66B74DE236EF29CC5FC930C748E35E89CCC820E456BD84E01CE83EC2F833755EBC8AE1CD9E7398C61768637F609024EE901A75239B2CED118B65780D30947D44E5B33442A66A46A468ECDC889193935236733659FA7B1DA3D17C1F48A661A2E02BBE292EC7AE83197E6609B8DC7A9F54B72CCD3398E799AC17D9787430A9D1A29E64E21FE43E1CB403E52CC7D457CA4983174EE11E23F87629E659873AA31E72CC39CA64F033724B3DBC511784C1902CF5381E757836CCA30420F420F42CF1E41CF79063D671A7ACE1F811EF23E124EE039DCFB8006CFDD4721A3CCA781D0AEECFEB38A0D41A9BC401884BBFFF460BE4718541F8D79D4EE678AA91D45F0ED560115EE02DC8CAAB80BF059CA6A257017E0B6742DEE02C56BEC025C5AFA8A9D7D2FB9187231C70E2E1E65076EC8C721A164A4DE0339027204E40805E10833899122204578158A70EB02C4255F4D8E1869CB04F210885812272E075558364B2C8BA6C5230A4B
74459EB0014D9127E4FD0579C2629E605B070F57B0A528610AF570349E88905C53C199BB03DE037EB5AD130BE9C1C617B277851FE03236F203E4074F58C6C629FF2634C529FF66742D8FA638E5CFFB4BAD510622602D4B0F1317C1C8D7E1C4F1590E65DA9360F813A8431EC5DB0ECF9DB6E60B99F2A84BA33CEE08F6DDD981241B0F39959D71AABE60238700A2861C9D4823995A4DA6D638816A6D914C550A46A6D222914D219B4236B5E1595F2C423AB5355D0B47A796368162A98A7C2A2F6BDA693EB5F7CCC4B8DF266126C60537007E3F198D84436EEEEE28170ED2939DA2270FB2BF0C3B914E52B6B3D4A30BDB577292CA57B29358B8057A627E7BA4276964A7E94987F7866C346E0BAEDA0FB295EDA95A3CBAB24C59E42B1B51B578846589B28094EB918C1DD9C1F50CA241DEB380B8EC8ED30F4FCCEC53681BF9B22FA72C2F4A3D8C0B6A12EA61DC500315E6F1FFFFFFFF2AE38EA406000000000000000000000000000000000000000000000090C8FD660E97CEA0D153D76E718F87C297211FE8304526CCC13FE2BA104FA61F33898BB136728A0E531414EF11F9788EC314DBB88440418F1C3F4E96411079EFDC3BC1141A211E8A44345A8D4695D36D99C26255118B0A8245E697472C4A237B8745C5B37C6925CA60F87A5CD3E2D9BD96E85A38B3D7B21650164D8B67F47A5CD7D75DA55F6626934ED0398D22655D59691B6A3CD742662D4BBF8E854C5BA9F2EC805EB2A2BE34DFAD03B378F9AA8C3C4131C202D26D7DFD0F671C467F5B2FDB75B373932387A15FF6627315B2B6BD6EF6A72FF5D9E77FA943B3FD52571FBEEB889F6A16B368527BEB361C25BD756B7A4EE0C1F4CBD2761615B68D70458717EA1CABB08CC519B7FAA42CCEB84C6E118B2B8AFB4B1B599C6590AE82B2B835B65B1B26450B591CB23864711459DC76679BE5D11459DC66742D8FA6C8E2F2FEB28CC5BDC666076B59FA2F5F6B9D416B50D3FCE73792DDB5B552B1875915CF09047D42D6FB9422E5C8DCED35BF7DCB43BC5AD7DD9BDEE066AD974AF3ACF13606C17B122B5C9381229F4CF9A4716D5CB22FC5B8370E6642139F4582B9E96678FB75C8A385E4D132B85E41C9236E489109F7933EE286947882B5E7F47109245E7B7E24DCA395A0347FAF5CD5D82CA93D4824B66E8AC084C084C084C084C084C0944A5602D332F831EE96B3E3EB23AAC61A5BB6CA7AED04A1178E29C7A3C20842AB41688DA535EB607B4B6B7B72583829E175CE0A0302D9B604210B41C888EC1D08156F712D169561756D89AAC55B5E5BA66CE1D6D7963682D2A85ABC15B625CAE2125BFE25B63536256EC371519C21250279F2E4D99AB9F68AD3321663DC8197B218E3BC57A6509FB913AE7DE122894112832406490C92982C82240649CC96544512B329654BA42A9298DCBF2089D9711223A7A00F77029C651C0610DA65639F050EA76440DD60272EE943128324A67024A67ED319343B5F0737E4AAD969F66AEDE6DB376FDF7C99D008C610EA3B3F420ECC81FCF5BFC4814E3E94614AC60E1794B040D021973B8189477D02E446765F99A23FA62EF44990EBADBBB5F1D8F14578F8F64DCB275EE84E4630C68484333954391F89E32585A9411A8A1BFA8C38D1980AC1481006043A47E0C85CF2476FE2B21F0C52788E4C9768C9081470C75CA6D419C73B9B098DA83B9127263F123191E5E93C54960685539746110CC6644C3999040E71C3D1984D8403A5DCB140C306116A107208F50875C3201CC9083CC6D72F180EF5B33289A35FF9231417FDF54F5928541BA7F74CD6ABE7A4C9B880B1CD0FC9F1894C3A1A39A4FA317675E710E7837A95C661F7B077484E4E8E8F2E2E0EE5F779FBE6A67755EBB4BE7DAB7D6BDD749AA4D16CB77589CD76EDF34DAF36B891A96259F61DE32A8727105F5ED513EF96767FCA7ABD871783EA8A288CBA506BC30993D59DEACA46F0021168351CB2890715202F4FA5A07520B8E379723B711067084924A0A0107EF4641A8F11A1E13AD1007409D2CA6AFA347043A2D09125E8280B26508D3C1CC300AFBE470AE3644803A8209F426DC070B2F837F5351CE33D29912F056F9ED48A7AAA07952DDB915449EA99B611F936FC5EB512681BF0722AE8CC9529DFD401459E680F98495C8C8D35308A5AD21C50DD8C39A092527D3407BCBA39407FA7725803B4126530063CAE69F16C014B742D9C2960590B288BA6C533043CAEEBBED8015E94DCDA19B9B534B9955B0FB3CBE703E1C8E9AB3219E01E7724B52FB7C7DDDA22A9B50A466AE39A104F5E982BE0441C77B86BACDA8789782C79CE0EF78A7111964421053D1719F44043E4A99D826A133745C32A62D04A0C2AA861D52A1806A5453E198452F94A148A85DB8021BCAE578FE77B0E43C53308C5A232588496A85A3C93D032650B67135ADA084AA36AF1AC424B945D66163A9933C1183F3EB69DA08C36A305A9D7DD3BD295EB7FE4EB70919BA205C9DB9360F853EFE85E9DD6E1B9D3D67C21531E756994674F4A378C9860F77934EEC825E37C492F5B575F7B4DB9C25A0B82502C767AF5A2763AE3EEAE842DC9D96F7A6F301DB24870B52AB8C8688784C99421619A35DA9DE1A5293908535C1362BFF8522B209EDCD1F0FDFB91FAFB9D50BD2581446A67041DA9CD13CC27F5666FD0BA6CC1D4E086345AA45BBBAA5D373B10090E89CCA737AD10166FFAF3D8BFFFA736CACAFD4E6004231E24FA56FBA3FDB573D5FFDCECD7FF68B63A30D876AE4887EB629C4934A491A0BE2FC8DF43EED180DC8701A12CA023F29932C19D21923C8A24AF60F3D012A98A246F53CA9648552479EB50B91D2179E9AA4B87E7D0254D0D7393C31CE93743C6D63FA8D0A03F582E3FC2F05E6A27EF5CDA17E576C6AD9829B7B3336ED7975B6DE5CDD248F290E46D83E4D948F2C47E913CE44B14F952C1A674255215F9D2A6942D91AA3BC3979012CDA4EF1FD60EDB79D84DEFB09E27D96B9EC17E51DA625C0399D2968A415B9479B876EF0453CDA1485B9E4463C85690AD205B41B6826C05D94A2A41B6B23D5591AD6C4AD912A9BA336CE59557776A8DD2139C9D2124C63D82292131EE6CAA4BC71877D21708932B28C6DA0E1E6C4542B28A90E43FD88A97373D8B92CC24C6A3AD48480A434872039171776025761958395E044421791F0927F01CEE7D28BF5DEC57E8221914C51559602CAACC6351E5F8B5B0280141138B9436FB7EC035FE05A1086D6308450BA1E801F7E4E24E7DF6F437C5C812298CDD1074E35EDE7384BEE71D7A701ABE959DF7B6D51FDCFCA6F6F52BA789729B1F8BCF02BCBBB52AD6310CF6EF08A7D2DF6028B7A70587E45D077EA8C63FA8CD6A12FFFFFFFFAD5F738F06000000B4873A0264F012009308310106000000BCB03B02E31C2D3F55F29932CE95C8F1D3BC674A20BD29C283FF94AE7DC9DD843877774C65520E0DC79C2A3F882471F298F84894CE3313A79C8C441316789AED291788EC6F6FDFF45AFDAFED41ADD3B851AE1F1DE51032D94647221680B21E098743ED6632717C391AC9645C97AB0B4B9C4E4220F650118D4144EEA0A2A87441FAE7844ADF92F0BA3A61987993FC0D7AF4484E02804DBBBA6D8FC63D263BB02D0FC3E9F249148E462C5095189F2F4B93A94E98C6AA33B1E32C661B85578C70D5081FEBD179A463C90F9D30D567265E31E3F64CEA4A56908AEB1E4C05874E919494452135A4A181745E2A0F86B0E00E2A6722DF324B549507DBDC09FC0EDF2510CC656327B68264898E8D826DF3A152A1C393345AD527E6E2D8B1991254B61FC42B0FE2D507F12C7F4B8EDFD9EBE96865365A9D8D1E1B51DB2CA86246AA6624F94C32AA8280AB81A7D0DA965761D4B927077D80DB188A5BB7B5E4F3709144A0975F513D95AB452E9F423076BBDA8AFBD24FE86451246FE3913D57BA1655778B6A0FA7DDD067D3A9EE352C98C80DBAAA3BCA0340715F69756AADB634AF7C37FF48FD60D081E1A5FE479340698272D9B64D27B4897759751448BA92753327BDD10327BDB1C75AE8B1643CF9EB5F64EC0C65F79C73FF0A3D9C2B77AC8CBC6BB46048ABBD23EF987DF18E84BE800C502F1FA17F122FBC9F48E7BEDAF52D34479F0E87D2616B03740A22F61B793F93BFF6EEC3A19A9258B6E6F83258C9825535538F07E0D9A159CE1912635932304B99074373CB33626A7AD45063B239E153DF537DC1D484F6D803A4716D66EC5F68739BF97119AB31AEA44D598D7199D30CABF9DCEAEF02A1A922A14142A31B0A121A2434486890D020A14142838406090D129AD2131AE376DA74BFC0694668DA3052C99B634853DFA2B2B377D3C68F2F1495D9FC3E8107D95F669BC01A4CC6D825609594C924CF442203F92F8EAC7324327B4F640ABC5731EFFE85AAB50018CF4C604C5D73337249399EE9D931687C287C196C5CE34C8F85D8F8746C4CE52BC131166E031DD1CCA761668FD051B610E861AA47666D2661EC5A82E77EB6A72A9EFBD994B2255215CFFDAC3363DEA60B03360CE25B5A9373F22F7ED2674D17DEF6BFFF8FACE3C6BBB266FAEA9AE98FD74C7FB266FAD335D39F99E9C9FB481A7B6F389B4EE5E28A4F3FE428E2FCF9455C3CBF8845BED45FF26456D59E27945296104A98144D7C7927B39BDA586D6492860C99E42C933CC5C358DBE19233898B61673DC5C3586A0AB5474C72CD0D23D79E1F0977352A2DB881B06AACFFF54369E3AC87A3F1243B245C5E0BE7AFB6756221366D1A9B6070B26D393E592BB1C9422BE72E2193F9E51199D2C8DE2153F1EC975A8932982F1FD7B478D6CB25BA16CE78B9AC059445D3E2992E1FD77599E5B28CC6C90DBA1F5AD328B98E816E83F70ABEA6D3A4451902977934983AA44BB94B033149F36595FFA2263DE342424B732779402CE14EB7F0A2146D79C89756F2A5356C7916F225B1437C092D79F18C62CFF9526EC831EE4992F0A330E7C2C01CE6B151BC84DAABCB8DFB3F9813B83B60BAB352188AAB1171E8E57168AF7627C6BF2010E1E6C4FD04A24E77E8398018002510E9D1613D103F7CA11AD322905A46A9D762D2C5DBE6838CFA6599B1712F4A324D91272AD2654506E45CB780E412475AFE290A32E58DCF50D6385B68957F86F264A69C16B94B3394533C5CA8A07E8F6628B8B4B82D4D71697133BA9647D3322D2D3E6541B01CB79414961E2C224287D7792E7BCC792764FF3077C25ABECB28FBD2C910A96B8F338CFC274904820E43B536B7B20823F33AD960B23BFBDC1F6B656F721EF2B984CF2268A6431925F97F67B8972500000000000000000000000000000000000000000000000000000000000000000000000000000000000000000000000000000000000000000000000000000000000000000000000000000000000000000000000000000000000000000000000000000000000000000000000000000000000000000000000000000000000000000000000000000000000000000000000000000000000000000000000000000000000000000000000000000000000000000000000000000000000000000000000000000000000000000000000000000000000000000000000000000000000000000000000000000000000000000000000000000000000000000000000000000000000000000000000000000000000000000000000000000000000000000000000000000000000000000000000000000000000000000000000000000000000000000000000000000000000000000000000000000000000000000000000000000000000000000000000000000000000000000000000000000000000000000000000000000000000000000000000000000000000000000000000000000000000000000000000000000000000000000000000000000000000000000000000000000000000000000000000000000000000000000000000000000000000000000000000000000000000000000000000000000000000000000000000000000000000000000000000000000000000000000000000000000000000000000000000000000000000000000000000000000000000000000000000000000000000000000000000000000000000000000000000000000000000000000000000000000000000000000000000000000000000000000000000000000000000000000000000000000000000000000000000000000000000000000000000000000000000000000000000000000000000000000000000000000000000000000000000000000000000000000000000000000000000000000000000000000000000000000000000000000000000000000000000000000000000000000000000000000000000000000000000000000000000000000000000000000000000000000000000000000000000000000000000000000000000000000000000000000000000000000000000000000000000000000000000000000000000000000000000000000000000000000000000000000000000000000000000000000000000000000000000000000000000000000000000000000000000000000000000000000000000000000000000000000000000000000000000000000000000000000000000000000000000000000000000000000000000000000000000000000000000000000000000000000000000000000000000000000000000000000000000000000000000000000000000000000000000000000000000000000000000000000000000000000000000000000000000000000000000000000000000000000000000000000000000000000000000000000000000000000000000000000000000000000000000000000000000000000000000000000000000000000000000000000000000000000000000000000000000000000000000000000000000000000000000000000000000000000000000000000000000000000000000000000000000000000000000000000000000000000000000000000000000000000000000000000000000000000000000000000000000000000000000000000000000000000000000000000000000000000000000000000000000000000000000000000000000000000000000000000000000000000000000000000000000000000000000000000000000000000000000000000000000000000000000000000000000000000000000000000000000000000000000000000000000000000000000000000000000000000000000000000000000000000000000000000000000000000000000000000000000000000000000000000000000000000000000000000000000000000000000000000000000000000000000000000000000000000000000000000000000000000000000000000000000000000000000000000000000000000000000000000000000000000000000000000000000000000000000000000000000000000000000000000000000000000000000000000000000000000000000000000000000000000000000000000000000000000000000000000000000000000000000000000000000000000000000000000000000000000000000000000000000000000000000000000000000000000000000000000000000000000000000000000000000000000000000000000000000000000000000000000000000000000000000000000000000000000000000000000000000000000000000000000000000000000000000000000000000000000000000000000000000000000000000000000000000000000000000000000000000000000000000000000000000000000000000000000000000000000000000000000000000000000000000000000000000000000000000000000000000000000000000000000000000000000000000000000000000000000000000000000000000000000000000000000000000000000000000000000000000000000000000000000000000000000000000000000000000000000000000000000000000000000000000000000000000000000000000000000000000000000000000000000000000000000000000000000000000000000000000000000000000000000000000000000000000000000000000000000000000000000000000000000000000000000000000000000000000000000000000000000000000000000000000000000000000000000000000000000000000000000000000000000000000000000000000000000000000000000000000000000000000000000000000000000000000000000000000000000000000000000000000000000000000000000000000000000000000000000000000000000000000000000000000000000000000000000000000000000000000000000000000000000000000000000000000000000000000000000000000000000000000000000000000000000000000000000000000000000000000000000000000000000000000000000000000000000000000000000000000000000000000000000000000000000000000000000000000000000000000000000000000000000000000000000000000000000000000000000000000000000000000000000000000000000000000000000000000000000000000000000000000000000000000000000000000000000000000000000000000000000000000000000000000000000000000000000000000000000000000000000000000000000000000000000000000000000000000000000000000000000000000000000000000000000000000000000000000000000000000000000000000000000000000000000000000000000000000000000000000000000000000000000000000000000000000000000000000000000000000000000000000000000000000000000000000000000000000000000000000000000000000000000000000000000000000000000000000000000000000000000000000000000000000000000000000000000000000000000000000000000000000000000000000000000000000000000000000000000000000000000000000000000000000000000000000000000000000000000000000000000000000000000000